## Intro
Tool introduction:
Objective/Purpose of tool: Developed via funding from USAID, in collaboration with SAREP, National Smart Grid Mission, and Environmental Design Services, the goal of this tool is to visualize and quantify the load reduction benefits of energy-saving interventions in buildings. The benefits are placed in the context of the local electricity grid, to highlight how building interventions can ease peak demand on the electric grid.
Inputs: The tool is broadly split into two use cases: 1) using inbuilt parameters for Indore and Gurgaon, and 2) using custom inputs. Detailed instructions for each use case are provided below. Broadly, the tool requires one year of hourly electric grid data, one year of hourly electricity data for a building before and after intervention(s), and electricity tariff details. In the ‘Inbuilt’ case, grid data has been provided by utility partners: Madhya Pradesh Paschim Kshetra Vidyut Vitaran Company Ltd. (MPWZ Discom, Madhya Pradesh) and Dakshin Haryana Bijli Vitran Nigam Ltd. (DHBVN Discom, Haryana) , building data has been provided through energy modeling (carried out on eQUEST) with predefined interventions, and tariff data has been provided for the partner regions. The ‘Custom’ case allows the user to supply their own data for one or all of these parameters.
Outputs: Electricity use, electricity cost, peak demand, and coincident peak demand of a building before and after intervention(s). Comparison of hourly demand differences on the day when the electric grid has the highest load. Insights into the grid’s peak demand day load profile.
Stakeholder use cases: • Building project teams: Assess the impact of specific building energy efficiency and demand response interventions • Jurisdictions/code officials: Identify interventions to encourage through energy codes • Utility staff: Research efficiency and demand response interventions in buildings, building types, and locations inform program design and incentive allocations • Planners and advocates: Assess the impacts and compare the values of various energy efficiency and demand response interventions
Instructions for use:
Inbuilt parameters for Indore and Gurgaon | Custom
For stakeholders in Indore, Gurgaon, or similar climatic region | For stakeholders in other climatic regions
User selects from building types, building interventions, grid data, and tariffs that are already defined | User can define custom building types, interventions, grid data, and/or tariffs
Hourly building data in the tool is based upon energy modeling that aligns with SUPER Energy Conservation Building Code (ECBC) standards (issued by Bureau of Energy Efficiency, India) for calculation/output representation | Hourly building data is supplied by the user. Tools like eQUEST and Energy Plus can be used to generate hourly building data.
Step-by-step instructions: | Step-by-step instructions:
1. In the Calculator tab, select the building type, location, and intervention of interest. | 1. In the Calculator tab, select “Custom” for the building type, and intervention. If the building is not in Indore or Gurgaon (or similar climatic region), also select “Custom” for the location. Select the tariff to be used, selecting from inbuilt MPERC (Madhya Pradesh Electricity Regulatory Commission) or HERC (Haryana Electricity Regulatory Commission) options. Numbers such as 1.2, 2.2, and 4.2 are shorthand for the category of tariff to be used. Follow the tips on the Calculator tab to make the selection.
2. The Summary Outputs table and charts will update with a summary of the changes in annual energy consumption and electricity cost for the building due to the selected intervention. | 2. In the Custom Inputs tab, paste in hourly electricity data for the modeled building (before and after intervention(s)), hourly fuel data (if available). If the building is in a custom location (not Indore or Gurgaon), paste in hourly load data from the utility.
3. In the Peak Params tab, input the start and end date for the peak period of the custom grid data you have input. We recommend a four-hour window, though any period may be used.
4. Return to the Calculator tab to see the results.
See "GridOptimal-India Metrics Calculator Guidance" documentation for more details.

## Navigation
The following tabs are present in this workbook:
Tab Name | Description
Calculator | Allows user to define inputs and review output data and graphics. This is the primary tab for use.
Custom Inputs | This tab allows the user to input custom hourly building data and/or hourly grid data for the custom use case.
Peak Params | Displays the peak 4-hour period for the grid data. This is used to calculate the coincident peak for the building. For custom grid data this period must be defined by the user.
Tariffs | Defines tariff rates. Used to calculate total cost in the Calculator tab. MPERC refers to the Madhya Pradesh Electricity Regulatory Commission 2023-2024 tarrif, and HERC refers to the Haryana Electricity Regulatory Commission tariff that became effective April 2021.
Grid Data | Contains hourly grid data. Custom grid data is pulled into this tab from the Custom Inputs tab. We do not expect users to adjust this tab and it can be hidden from public view.
Indore Modeling | Hourly modeling outputs for all buildings using Indore weather data. We do not expect users to adjust this tab and it can be hidden from public view.
Gurgaon Modeling | Hourly modeling outputs for all buildings using Gurgaon weather data. We do not expect users to adjust this tab and it can be hidden from public view.
Plot Data | Used to generate hourly peak day chart in Calculator tab. We do not expect users to adjust this tab and it can be hidden from public view.
Validation | Reference sheet for all dropdown menus. We do not expect users to adjust this tab and it can be hidden from public view.

## Calculator
User Inputs (Select from dropdown menus)
Select Building Type: | Large Office
Select Location: | Gurgaon
Select Intervention: | Efficient HVAC
Select Tariff (for Custom input only): | HERC 4.2
Summary Outputs
| Baseline | Efficient HVAC | Savings (%)
Total Energy (All fuels, kWh) | 15700474.4078 | 9904865.1261 | 36.91%
Total Electricity (kWh) | 15654571.3656 | 9813756.2651 | 37.31%
Annual Electricity Cost (Rs.) | 126593803.9179 | 80549364.9059 | 36.37%
Annual Peak kW | 6272.582 | 5252.338 | 16.27%
Coincident Peak kW | 5474.3038 | 3988.2822 | 27.15%
The chart below shows the hourly electricity demand (kW) for the building, before and after energy efficiency or demand response interventions are applied. The 'baseline' building load shape (gray line) corresponds to the electricity use before the intervention is applied, and the green line (labeled with the name of the intervention) is the load shape after applying the intervention. |  |  |  | The graphs below show the total annual energy of all fuels used at the building (in units of kWh), the total annual electricity used at the building (kWh), the singular peak building demand of the year (kW), the peak building demand that occurs during the grid's coincident peak window (kW, defined in the 'Peak Params' tab), and the annual energy cost. The gray bars indicate the baseline values and the green bars indicate the values after intervention.
The chart below shows the hourly electricity demand (MW) of the grid (based on the Location selected by user) for the day of the year that experiences the highest (peak) demand. This graph is based on the inbuilt or user-defined grid data and is not dependent on the building-side inputs. The graph is provided as a reference for users to see if the building load (above) is contributing to the grid during a time the grid is already under high load.
Note on A1: To input custom inputs into the calculation tool, see the "Custom Inputs" tab and select "Custom" from the appropriate dropdown menus below
Note on B6: If using a custom energy model, select the appropriate tariff from the dropdown, either MPERC or HERC are provided. Residential buildings should use MPERC LV1.2 or HERC 1.2. All commercial buildings may use HERC 4.2, or MPERC LV2.2. MPERC LV2.1 specifically applies to Secondary schools and University buildings.
Note on A12: Annual energy model peak electricity demand. Baseline and intervention peak may be in different seasons
Note on A13: Energy model peak electricity demand during 4-hour annual grid peak window, defined in Peak Params tab

## Custom Inputs
Input your custom hourly building and grid load profiles into the table below, add a peak window in the "Peak Params" tab, and select "Custom" from the corresponding dropdown menus in the "Calculator" tab
Hour of Year | DateTime | Month | Baseline Building Model Electricity kWh | Intervention Building Model Electricity kWh | Baseline Building Model Fuel kBtu | Intervention Building Model Fuel kBtu | Custom Grid Load MW
1 | 2023-01-01 | 1 | 1 | 1 | 1 | 1 | 1
2 | 2023-01-01 01:00 | 1 | 1 | 1 | 1 | 1 | 1
3 | 2023-01-01 02:00 | 1 | 1 | 1 | 1 | 1 | 1
4 | 2023-01-01 03:00 | 1 | 1 | 1 | 1 | 1 | 1
5 | 2023-01-01 04:00 | 1 | 1 | 1 | 1 | 1 | 1
6 | 2023-01-01 05:00 | 1 | 1 | 1 | 1 | 1 | 1
7 | 2023-01-01 06:00 | 1 | 1 | 1 | 1 | 1 | 1
8 | 2023-01-01 07:00 | 1 | 1 | 1 | 1 | 1 | 1
9 | 2023-01-01 08:00 | 1 | 1 | 1 | 1 | 1 | 1
10 | 2023-01-01 09:00 | 1 | 1 | 1 | 1 | 1 | 1
11 | 2023-01-01 10:00 | 1 | 1 | 1 | 1 | 1 | 1
12 | 2023-01-01 11:00 | 1 | 1 | 1 | 1 | 1 | 1
13 | 2023-01-01 12:00 | 1 | 1 | 1 | 1 | 1 | 1
14 | 2023-01-01 13:00 | 1 | 1 | 1 | 1 | 1 | 1
15 | 2023-01-01 14:00 | 1 | 1 | 1 | 1 | 1 | 1
16 | 2023-01-01 15:00 | 1 | 1 | 1 | 1 | 1 | 1
17 | 2023-01-01 16:00 | 1 | 1 | 1 | 1 | 1 | 1
18 | 2023-01-01 17:00 | 1 | 1 | 1 | 1 | 1 | 1
19 | 2023-01-01 18:00 | 1 | 1 | 1 | 1 | 1 | 1
20 | 2023-01-01 19:00 | 1 | 1 | 1 | 1 | 1 | 1
21 | 2023-01-01 20:00 | 1 | 1 | 1 | 1 | 1 | 1
22 | 2023-01-01 21:00 | 1 | 1 | 1 | 1 | 1 | 1
23 | 2023-01-01 22:00 | 1 | 1 | 1 | 1 | 1 | 1
24 | 2023-01-01 23:00 | 1 | 1 | 1 | 1 | 1 | 1
25 | 2023-01-01 | 1 | 1 | 1 | 1 | 1 | 1
26 | 2023-01-02 01:00 | 1 | 1 | 1 | 1 | 1 | 1
27 | 2023-01-02 02:00 | 1 | 1 | 1 | 1 | 1 | 1
28 | 2023-01-02 03:00 | 1 | 1 | 1 | 1 | 1 | 1
29 | 2023-01-02 04:00 | 1 | 1 | 1 | 1 | 1 | 1
30 | 2023-01-02 05:00 | 1 | 1 | 1 | 1 | 1 | 1
31 | 2023-01-02 06:00 | 1 | 1 | 1 | 1 | 1 | 1
32 | 2023-01-02 07:00 | 1 | 1 | 1 | 1 | 1 | 1
33 | 2023-01-02 08:00 | 1 | 1 | 1 | 1 | 1 | 1
34 | 2023-01-02 09:00 | 1 | 1 | 1 | 1 | 1 | 1
35 | 2023-01-02 10:00 | 1 | 1 | 1 | 1 | 1 | 1
36 | 2023-01-02 11:00 | 1 | 1 | 1 | 1 | 1 | 1
37 | 2023-01-02 12:00 | 1 | 1 | 1 | 1 | 1 | 1
38 | 2023-01-02 13:00 | 1 | 1 | 1 | 1 | 1 | 1
39 | 2023-01-02 14:00 | 1 | 1 | 1 | 1 | 1 | 1
40 | 2023-01-02 15:00 | 1 | 1 | 1 | 1 | 1 | 1
41 | 2023-01-02 16:00 | 1 | 1 | 1 | 1 | 1 | 1
42 | 2023-01-02 17:00 | 1 | 1 | 1 | 1 | 1 | 1
43 | 2023-01-02 18:00 | 1 | 1 | 1 | 1 | 1 | 1
44 | 2023-01-02 19:00 | 1 | 1 | 1 | 1 | 1 | 1
45 | 2023-01-02 20:00 | 1 | 1 | 1 | 1 | 1 | 1
46 | 2023-01-02 21:00 | 1 | 1 | 1 | 1 | 1 | 1
47 | 2023-01-02 22:00 | 1 | 1 | 1 | 1 | 1 | 1
48 | 2023-01-02 23:00 | 1 | 1 | 1 | 1 | 1 | 1
49 | 2023-01-02 | 1 | 1 | 1 | 1 | 1 | 1
50 | 2023-01-03 01:00 | 1 | 1 | 1 | 1 | 1 | 1
51 | 2023-01-03 02:00 | 1 | 1 | 1 | 1 | 1 | 1
52 | 2023-01-03 03:00 | 1 | 1 | 1 | 1 | 1 | 1
53 | 2023-01-03 04:00 | 1 | 1 | 1 | 1 | 1 | 1
54 | 2023-01-03 05:00 | 1 | 1 | 1 | 1 | 1 | 1
55 | 2023-01-03 06:00 | 1 | 1 | 1 | 1 | 1 | 1
56 | 2023-01-03 07:00 | 1 | 1 | 1 | 1 | 1 | 1
57 | 2023-01-03 08:00 | 1 | 1 | 1 | 1 | 1 | 1
58 | 2023-01-03 09:00 | 1 | 1 | 1 | 1 | 1 | 1
59 | 2023-01-03 10:00 | 1 | 1 | 1 | 1 | 1 | 1
60 | 2023-01-03 11:00 | 1 | 1 | 1 | 1 | 1 | 1
61 | 2023-01-03 12:00 | 1 | 1 | 1 | 1 | 1 | 1
62 | 2023-01-03 13:00 | 1 | 1 | 1 | 1 | 1 | 1
63 | 2023-01-03 14:00 | 1 | 1 | 1 | 1 | 1 | 1
64 | 2023-01-03 15:00 | 1 | 1 | 1 | 1 | 1 | 1
65 | 2023-01-03 16:00 | 1 | 1 | 1 | 1 | 1 | 1
66 | 2023-01-03 17:00 | 1 | 1 | 1 | 1 | 1 | 1
67 | 2023-01-03 18:00 | 1 | 1 | 1 | 1 | 1 | 1
68 | 2023-01-03 19:00 | 1 | 1 | 1 | 1 | 1 | 1
69 | 2023-01-03 20:00 | 1 | 1 | 1 | 1 | 1 | 1
70 | 2023-01-03 21:00 | 1 | 1 | 1 | 1 | 1 | 1
71 | 2023-01-03 22:00 | 1 | 1 | 1 | 1 | 1 | 1
72 | 2023-01-03 23:00 | 1 | 1 | 1 | 1 | 1 | 1
73 | 2023-01-03 | 1 | 1 | 1 | 1 | 1 | 1
74 | 2023-01-04 01:00 | 1 | 1 | 1 | 1 | 1 | 1
75 | 2023-01-04 02:00 | 1 | 1 | 1 | 1 | 1 | 1
76 | 2023-01-04 03:00 | 1 | 1 | 1 | 1 | 1 | 1
77 | 2023-01-04 04:00 | 1 | 1 | 1 | 1 | 1 | 1
78 | 2023-01-04 05:00 | 1 | 1 | 1 | 1 | 1 | 1
79 | 2023-01-04 06:00 | 1 | 1 | 1 | 1 | 1 | 1
80 | 2023-01-04 07:00 | 1 | 1 | 1 | 1 | 1 | 1
81 | 2023-01-04 08:00 | 1 | 1 | 1 | 1 | 1 | 1
82 | 2023-01-04 09:00 | 1 | 1 | 1 | 1 | 1 | 1
83 | 2023-01-04 10:00 | 1 | 1 | 1 | 1 | 1 | 1
84 | 2023-01-04 11:00 | 1 | 1 | 1 | 1 | 1 | 1
85 | 2023-01-04 12:00 | 1 | 1 | 1 | 1 | 1 | 1
86 | 2023-01-04 13:00 | 1 | 1 | 1 | 1 | 1 | 1
87 | 2023-01-04 14:00 | 1 | 1 | 1 | 1 | 1 | 1
88 | 2023-01-04 15:00 | 1 | 1 | 1 | 1 | 1 | 1
89 | 2023-01-04 16:00 | 1 | 1 | 1 | 1 | 1 | 1
90 | 2023-01-04 17:00 | 1 | 1 | 1 | 1 | 1 | 1
91 | 2023-01-04 18:00 | 1 | 1 | 1 | 1 | 1 | 1
92 | 2023-01-04 19:00 | 1 | 1 | 1 | 1 | 1 | 1
93 | 2023-01-04 20:00 | 1 | 1 | 1 | 1 | 1 | 1
94 | 2023-01-04 21:00 | 1 | 1 | 1 | 1 | 1 | 1
95 | 2023-01-04 22:00 | 1 | 1 | 1 | 1 | 1 | 1
96 | 2023-01-04 23:00 | 1 | 1 | 1 | 1 | 1 | 1
97 | 2023-01-04 | 1 | 1 | 1 | 1 | 1 | 1
98 | 2023-01-05 01:00 | 1 | 1 | 1 | 1 | 1 | 1
99 | 2023-01-05 02:00 | 1 | 1 | 1 | 1 | 1 | 1
100 | 2023-01-05 03:00 | 1 | 1 | 1 | 1 | 1 | 1
101 | 2023-01-05 04:00 | 1 | 1 | 1 | 1 | 1 | 1
102 | 2023-01-05 05:00 | 1 | 1 | 1 | 1 | 1 | 1
103 | 2023-01-05 06:00 | 1 | 1 | 1 | 1 | 1 | 1
104 | 2023-01-05 07:00 | 1 | 1 | 1 | 1 | 1 | 1
105 | 2023-01-05 08:00 | 1 | 1 | 1 | 1 | 1 | 1
106 | 2023-01-05 09:00 | 1 | 1 | 1 | 1 | 1 | 1
107 | 2023-01-05 10:00 | 1 | 1 | 1 | 1 | 1 | 1
108 | 2023-01-05 11:00 | 1 | 1 | 1 | 1 | 1 | 1
109 | 2023-01-05 12:00 | 1 | 1 | 1 | 1 | 1 | 1
110 | 2023-01-05 13:00 | 1 | 1 | 1 | 1 | 1 | 1
111 | 2023-01-05 14:00 | 1 | 1 | 1 | 1 | 1 | 1
112 | 2023-01-05 15:00 | 1 | 1 | 1 | 1 | 1 | 1
113 | 2023-01-05 16:00 | 1 | 1 | 1 | 1 | 1 | 1
114 | 2023-01-05 17:00 | 1 | 1 | 1 | 1 | 1 | 1
115 | 2023-01-05 18:00 | 1 | 1 | 1 | 1 | 1 | 1
116 | 2023-01-05 19:00 | 1 | 1 | 1 | 1 | 1 | 1
117 | 2023-01-05 20:00 | 1 | 1 | 1 | 1 | 1 | 1
118 | 2023-01-05 21:00 | 1 | 1 | 1 | 1 | 1 | 1
119 | 2023-01-05 22:00 | 1 | 1 | 1 | 1 | 1 | 1
120 | 2023-01-05 23:00 | 1 | 1 | 1 | 1 | 1 | 1
121 | 2023-01-05 | 1 | 1 | 1 | 1 | 1 | 1
122 | 2023-01-06 01:00 | 1 | 1 | 1 | 1 | 1 | 1
123 | 2023-01-06 02:00 | 1 | 1 | 1 | 1 | 1 | 1
124 | 2023-01-06 03:00 | 1 | 1 | 1 | 1 | 1 | 1
125 | 2023-01-06 04:00 | 1 | 1 | 1 | 1 | 1 | 1
126 | 2023-01-06 05:00 | 1 | 1 | 1 | 1 | 1 | 1
127 | 2023-01-06 06:00 | 1 | 1 | 1 | 1 | 1 | 1
128 | 2023-01-06 07:00 | 1 | 1 | 1 | 1 | 1 | 1
129 | 2023-01-06 08:00 | 1 | 1 | 1 | 1 | 1 | 1
130 | 2023-01-06 09:00 | 1 | 1 | 1 | 1 | 1 | 1
131 | 2023-01-06 10:00 | 1 | 1 | 1 | 1 | 1 | 1
132 | 2023-01-06 11:00 | 1 | 1 | 1 | 1 | 1 | 1
133 | 2023-01-06 12:00 | 1 | 1 | 1 | 1 | 1 | 1
134 | 2023-01-06 13:00 | 1 | 1 | 1 | 1 | 1 | 1
135 | 2023-01-06 14:00 | 1 | 1 | 1 | 1 | 1 | 1
136 | 2023-01-06 15:00 | 1 | 1 | 1 | 1 | 1 | 1
137 | 2023-01-06 16:00 | 1 | 1 | 1 | 1 | 1 | 1
138 | 2023-01-06 17:00 | 1 | 1 | 1 | 1 | 1 | 1
139 | 2023-01-06 18:00 | 1 | 1 | 1 | 1 | 1 | 1
140 | 2023-01-06 19:00 | 1 | 1 | 1 | 1 | 1 | 1
141 | 2023-01-06 20:00 | 1 | 1 | 1 | 1 | 1 | 1
142 | 2023-01-06 21:00 | 1 | 1 | 1 | 1 | 1 | 1
143 | 2023-01-06 22:00 | 1 | 1 | 1 | 1 | 1 | 1
144 | 2023-01-06 23:00 | 1 | 1 | 1 | 1 | 1 | 1
145 | 2023-01-06 | 1 | 1 | 1 | 1 | 1 | 1
146 | 2023-01-07 01:00 | 1 | 1 | 1 | 1 | 1 | 1
147 | 2023-01-07 02:00 | 1 | 1 | 1 | 1 | 1 | 1
148 | 2023-01-07 03:00 | 1 | 1 | 1 | 1 | 1 | 1
149 | 2023-01-07 04:00 | 1 | 1 | 1 | 1 | 1 | 1
150 | 2023-01-07 05:00 | 1 | 1 | 1 | 1 | 1 | 1
151 | 2023-01-07 06:00 | 1 | 1 | 1 | 1 | 1 | 1
152 | 2023-01-07 07:00 | 1 | 1 | 1 | 1 | 1 | 1
153 | 2023-01-07 08:00 | 1 | 1 | 1 | 1 | 1 | 1
154 | 2023-01-07 09:00 | 1 | 1 | 1 | 1 | 1 | 1
155 | 2023-01-07 10:00 | 1 | 1 | 1 | 1 | 1 | 1
156 | 2023-01-07 11:00 | 1 | 1 | 1 | 1 | 1 | 1
157 | 2023-01-07 12:00 | 1 | 1 | 1 | 1 | 1 | 1
158 | 2023-01-07 13:00 | 1 | 1 | 1 | 1 | 1 | 1
159 | 2023-01-07 14:00 | 1 | 1 | 1 | 1 | 1 | 1
160 | 2023-01-07 15:00 | 1 | 1 | 1 | 1 | 1 | 1
161 | 2023-01-07 16:00 | 1 | 1 | 1 | 1 | 1 | 1
162 | 2023-01-07 17:00 | 1 | 1 | 1 | 1 | 1 | 1
163 | 2023-01-07 18:00 | 1 | 1 | 1 | 1 | 1 | 1
164 | 2023-01-07 19:00 | 1 | 1 | 1 | 1 | 1 | 1
165 | 2023-01-07 20:00 | 1 | 1 | 1 | 1 | 1 | 1
166 | 2023-01-07 21:00 | 1 | 1 | 1 | 1 | 1 | 1
167 | 2023-01-07 22:00 | 1 | 1 | 1 | 1 | 1 | 1
168 | 2023-01-07 23:00 | 1 | 1 | 1 | 1 | 1 | 1
169 | 2023-01-07 | 1 | 1 | 1 | 1 | 1 | 1
170 | 2023-01-08 01:00 | 1 | 1 | 1 | 1 | 1 | 1
171 | 2023-01-08 02:00 | 1 | 1 | 1 | 1 | 1 | 1
172 | 2023-01-08 03:00 | 1 | 1 | 1 | 1 | 1 | 1
173 | 2023-01-08 04:00 | 1 | 1 | 1 | 1 | 1 | 1
174 | 2023-01-08 05:00 | 1 | 1 | 1 | 1 | 1 | 1
175 | 2023-01-08 06:00 | 1 | 1 | 1 | 1 | 1 | 1
176 | 2023-01-08 07:00 | 1 | 1 | 1 | 1 | 1 | 1
177 | 2023-01-08 08:00 | 1 | 1 | 1 | 1 | 1 | 1
178 | 2023-01-08 09:00 | 1 | 1 | 1 | 1 | 1 | 1
179 | 2023-01-08 10:00 | 1 | 1 | 1 | 1 | 1 | 1
180 | 2023-01-08 11:00 | 1 | 1 | 1 | 1 | 1 | 1
181 | 2023-01-08 12:00 | 1 | 1 | 1 | 1 | 1 | 1
182 | 2023-01-08 13:00 | 1 | 1 | 1 | 1 | 1 | 1
183 | 2023-01-08 14:00 | 1 | 1 | 1 | 1 | 1 | 1
184 | 2023-01-08 15:00 | 1 | 1 | 1 | 1 | 1 | 1
185 | 2023-01-08 16:00 | 1 | 1 | 1 | 1 | 1 | 1
186 | 2023-01-08 17:00 | 1 | 1 | 1 | 1 | 1 | 1
187 | 2023-01-08 18:00 | 1 | 1 | 1 | 1 | 1 | 1
188 | 2023-01-08 19:00 | 1 | 1 | 1 | 1 | 1 | 1
189 | 2023-01-08 20:00 | 1 | 1 | 1 | 1 | 1 | 1
190 | 2023-01-08 21:00 | 1 | 1 | 1 | 1 | 1 | 1
191 | 2023-01-08 22:00 | 1 | 1 | 1 | 1 | 1 | 1
192 | 2023-01-08 23:00 | 1 | 1 | 1 | 1 | 1 | 1
193 | 2023-01-08 | 1 | 1 | 1 | 1 | 1 | 1
194 | 2023-01-09 01:00 | 1 | 1 | 1 | 1 | 1 | 1
195 | 2023-01-09 02:00 | 1 | 1 | 1 | 1 | 1 | 1
196 | 2023-01-09 03:00 | 1 | 1 | 1 | 1 | 1 | 1
197 | 2023-01-09 04:00 | 1 | 1 | 1 | 1 | 1 | 1
198 | 2023-01-09 05:00 | 1 | 1 | 1 | 1 | 1 | 1
199 | 2023-01-09 06:00 | 1 | 1 | 1 | 1 | 1 | 1
200 | 2023-01-09 07:00 | 1 | 1 | 1 | 1 | 1 | 1
201 | 2023-01-09 08:00 | 1 | 1 | 1 | 1 | 1 | 1
202 | 2023-01-09 09:00 | 1 | 1 | 1 | 1 | 1 | 1
203 | 2023-01-09 10:00 | 1 | 1 | 1 | 1 | 1 | 1
204 | 2023-01-09 11:00 | 1 | 1 | 1 | 1 | 1 | 1
205 | 2023-01-09 12:00 | 1 | 1 | 1 | 1 | 1 | 1
206 | 2023-01-09 13:00 | 1 | 1 | 1 | 1 | 1 | 1
207 | 2023-01-09 14:00 | 1 | 1 | 1 | 1 | 1 | 1
208 | 2023-01-09 15:00 | 1 | 1 | 1 | 1 | 1 | 1
209 | 2023-01-09 16:00 | 1 | 1 | 1 | 1 | 1 | 1
210 | 2023-01-09 17:00 | 1 | 1 | 1 | 1 | 1 | 1
211 | 2023-01-09 18:00 | 1 | 1 | 1 | 1 | 1 | 1
212 | 2023-01-09 19:00 | 1 | 1 | 1 | 1 | 1 | 1
213 | 2023-01-09 20:00 | 1 | 1 | 1 | 1 | 1 | 1
214 | 2023-01-09 21:00 | 1 | 1 | 1 | 1 | 1 | 1
215 | 2023-01-09 22:00 | 1 | 1 | 1 | 1 | 1 | 1
216 | 2023-01-09 23:00 | 1 | 1 | 1 | 1 | 1 | 1
217 | 2023-01-09 | 1 | 1 | 1 | 1 | 1 | 1
218 | 2023-01-10 01:00 | 1 | 1 | 1 | 1 | 1 | 1
219 | 2023-01-10 02:00 | 1 | 1 | 1 | 1 | 1 | 1
220 | 2023-01-10 03:00 | 1 | 1 | 1 | 1 | 1 | 1
221 | 2023-01-10 04:00 | 1 | 1 | 1 | 1 | 1 | 1
222 | 2023-01-10 05:00 | 1 | 1 | 1 | 1 | 1 | 1
223 | 2023-01-10 06:00 | 1 | 1 | 1 | 1 | 1 | 1
224 | 2023-01-10 07:00 | 1 | 1 | 1 | 1 | 1 | 1
225 | 2023-01-10 08:00 | 1 | 1 | 1 | 1 | 1 | 1
226 | 2023-01-10 09:00 | 1 | 1 | 1 | 1 | 1 | 1
227 | 2023-01-10 10:00 | 1 | 1 | 1 | 1 | 1 | 1
228 | 2023-01-10 11:00 | 1 | 1 | 1 | 1 | 1 | 1
229 | 2023-01-10 12:00 | 1 | 1 | 1 | 1 | 1 | 1
230 | 2023-01-10 13:00 | 1 | 1 | 1 | 1 | 1 | 1
231 | 2023-01-10 14:00 | 1 | 1 | 1 | 1 | 1 | 1
232 | 2023-01-10 15:00 | 1 | 1 | 1 | 1 | 1 | 1
233 | 2023-01-10 16:00 | 1 | 1 | 1 | 1 | 1 | 1
234 | 2023-01-10 17:00 | 1 | 1 | 1 | 1 | 1 | 1
235 | 2023-01-10 18:00 | 1 | 1 | 1 | 1 | 1 | 1
236 | 2023-01-10 19:00 | 1 | 1 | 1 | 1 | 1 | 1
237 | 2023-01-10 20:00 | 1 | 1 | 1 | 1 | 1 | 1
238 | 2023-01-10 21:00 | 1 | 1 | 1 | 1 | 1 | 1
239 | 2023-01-10 22:00 | 1 | 1 | 1 | 1 | 1 | 1
240 | 2023-01-10 23:00 | 1 | 1 | 1 | 1 | 1 | 1
241 | 2023-01-10 | 1 | 1 | 1 | 1 | 1 | 1
242 | 2023-01-11 01:00 | 1 | 1 | 1 | 1 | 1 | 1
243 | 2023-01-11 02:00 | 1 | 1 | 1 | 1 | 1 | 1
244 | 2023-01-11 03:00 | 1 | 1 | 1 | 1 | 1 | 1
245 | 2023-01-11 04:00 | 1 | 1 | 1 | 1 | 1 | 1
246 | 2023-01-11 05:00 | 1 | 1 | 1 | 1 | 1 | 1
247 | 2023-01-11 06:00 | 1 | 1 | 1 | 1 | 1 | 1
248 | 2023-01-11 07:00 | 1 | 1 | 1 | 1 | 1 | 1
249 | 2023-01-11 08:00 | 1 | 1 | 1 | 1 | 1 | 1
250 | 2023-01-11 09:00 | 1 | 1 | 1 | 1 | 1 | 1
251 | 2023-01-11 10:00 | 1 | 1 | 1 | 1 | 1 | 1
252 | 2023-01-11 11:00 | 1 | 1 | 1 | 1 | 1 | 1
253 | 2023-01-11 12:00 | 1 | 1 | 1 | 1 | 1 | 1
254 | 2023-01-11 13:00 | 1 | 1 | 1 | 1 | 1 | 1
255 | 2023-01-11 14:00 | 1 | 1 | 1 | 1 | 1 | 1
256 | 2023-01-11 15:00 | 1 | 1 | 1 | 1 | 1 | 1
257 | 2023-01-11 16:00 | 1 | 1 | 1 | 1 | 1 | 1
258 | 2023-01-11 17:00 | 1 | 1 | 1 | 1 | 1 | 1
259 | 2023-01-11 18:00 | 1 | 1 | 1 | 1 | 1 | 1
260 | 2023-01-11 19:00 | 1 | 1 | 1 | 1 | 1 | 1
261 | 2023-01-11 20:00 | 1 | 1 | 1 | 1 | 1 | 1
262 | 2023-01-11 21:00 | 1 | 1 | 1 | 1 | 1 | 1
263 | 2023-01-11 22:00 | 1 | 1 | 1 | 1 | 1 | 1
264 | 2023-01-11 23:00 | 1 | 1 | 1 | 1 | 1 | 1
265 | 2023-01-11 | 1 | 1 | 1 | 1 | 1 | 1
266 | 2023-01-12 01:00 | 1 | 1 | 1 | 1 | 1 | 1
267 | 2023-01-12 02:00 | 1 | 1 | 1 | 1 | 1 | 1
268 | 2023-01-12 03:00 | 1 | 1 | 1 | 1 | 1 | 1
269 | 2023-01-12 04:00 | 1 | 1 | 1 | 1 | 1 | 1
270 | 2023-01-12 05:00 | 1 | 1 | 1 | 1 | 1 | 1
271 | 2023-01-12 06:00 | 1 | 1 | 1 | 1 | 1 | 1
272 | 2023-01-12 07:00 | 1 | 1 | 1 | 1 | 1 | 1
273 | 2023-01-12 08:00 | 1 | 1 | 1 | 1 | 1 | 1
274 | 2023-01-12 09:00 | 1 | 1 | 1 | 1 | 1 | 1
275 | 2023-01-12 10:00 | 1 | 1 | 1 | 1 | 1 | 1
276 | 2023-01-12 11:00 | 1 | 1 | 1 | 1 | 1 | 1
277 | 2023-01-12 12:00 | 1 | 1 | 1 | 1 | 1 | 1
278 | 2023-01-12 13:00 | 1 | 1 | 1 | 1 | 1 | 1
279 | 2023-01-12 14:00 | 1 | 1 | 1 | 1 | 1 | 1
280 | 2023-01-12 15:00 | 1 | 1 | 1 | 1 | 1 | 1
281 | 2023-01-12 16:00 | 1 | 1 | 1 | 1 | 1 | 1
282 | 2023-01-12 17:00 | 1 | 1 | 1 | 1 | 1 | 1
283 | 2023-01-12 18:00 | 1 | 1 | 1 | 1 | 1 | 1
284 | 2023-01-12 19:00 | 1 | 1 | 1 | 1 | 1 | 1
285 | 2023-01-12 20:00 | 1 | 1 | 1 | 1 | 1 | 1
286 | 2023-01-12 21:00 | 1 | 1 | 1 | 1 | 1 | 1
287 | 2023-01-12 22:00 | 1 | 1 | 1 | 1 | 1 | 1
288 | 2023-01-12 23:00 | 1 | 1 | 1 | 1 | 1 | 1
289 | 2023-01-12 | 1 | 1 | 1 | 1 | 1 | 1
290 | 2023-01-13 01:00 | 1 | 1 | 1 | 1 | 1 | 1
291 | 2023-01-13 02:00 | 1 | 1 | 1 | 1 | 1 | 1
292 | 2023-01-13 03:00 | 1 | 1 | 1 | 1 | 1 | 1
293 | 2023-01-13 04:00 | 1 | 1 | 1 | 1 | 1 | 1
294 | 2023-01-13 05:00 | 1 | 1 | 1 | 1 | 1 | 1
295 | 2023-01-13 06:00 | 1 | 1 | 1 | 1 | 1 | 1
296 | 2023-01-13 07:00 | 1 | 1 | 1 | 1 | 1 | 1
297 | 2023-01-13 08:00 | 1 | 1 | 1 | 1 | 1 | 1
298 | 2023-01-13 09:00 | 1 | 1 | 1 | 1 | 1 | 1
299 | 2023-01-13 10:00 | 1 | 1 | 1 | 1 | 1 | 1
300 | 2023-01-13 11:00 | 1 | 1 | 1 | 1 | 1 | 1
301 | 2023-01-13 12:00 | 1 | 1 | 1 | 1 | 1 | 1
302 | 2023-01-13 13:00 | 1 | 1 | 1 | 1 | 1 | 1
303 | 2023-01-13 14:00 | 1 | 1 | 1 | 1 | 1 | 1
304 | 2023-01-13 15:00 | 1 | 1 | 1 | 1 | 1 | 1
305 | 2023-01-13 16:00 | 1 | 1 | 1 | 1 | 1 | 1
306 | 2023-01-13 17:00 | 1 | 1 | 1 | 1 | 1 | 1
307 | 2023-01-13 18:00 | 1 | 1 | 1 | 1 | 1 | 1
308 | 2023-01-13 19:00 | 1 | 1 | 1 | 1 | 1 | 1
309 | 2023-01-13 20:00 | 1 | 1 | 1 | 1 | 1 | 1
310 | 2023-01-13 21:00 | 1 | 1 | 1 | 1 | 1 | 1
311 | 2023-01-13 22:00 | 1 | 1 | 1 | 1 | 1 | 1
312 | 2023-01-13 23:00 | 1 | 1 | 1 | 1 | 1 | 1
313 | 2023-01-13 | 1 | 1 | 1 | 1 | 1 | 1
314 | 2023-01-14 01:00 | 1 | 1 | 1 | 1 | 1 | 1
315 | 2023-01-14 02:00 | 1 | 1 | 1 | 1 | 1 | 1
316 | 2023-01-14 03:00 | 1 | 1 | 1 | 1 | 1 | 1
317 | 2023-01-14 04:00 | 1 | 1 | 1 | 1 | 1 | 1
318 | 2023-01-14 05:00 | 1 | 1 | 1 | 1 | 1 | 1
319 | 2023-01-14 06:00 | 1 | 1 | 1 | 1 | 1 | 1
320 | 2023-01-14 07:00 | 1 | 1 | 1 | 1 | 1 | 1
321 | 2023-01-14 08:00 | 1 | 1 | 1 | 1 | 1 | 1
322 | 2023-01-14 09:00 | 1 | 1 | 1 | 1 | 1 | 1
323 | 2023-01-14 10:00 | 1 | 1 | 1 | 1 | 1 | 1
324 | 2023-01-14 11:00 | 1 | 1 | 1 | 1 | 1 | 1
325 | 2023-01-14 12:00 | 1 | 1 | 1 | 1 | 1 | 1
326 | 2023-01-14 13:00 | 1 | 1 | 1 | 1 | 1 | 1
327 | 2023-01-14 14:00 | 1 | 1 | 1 | 1 | 1 | 1
328 | 2023-01-14 15:00 | 1 | 1 | 1 | 1 | 1 | 1
329 | 2023-01-14 16:00 | 1 | 1 | 1 | 1 | 1 | 1
330 | 2023-01-14 17:00 | 1 | 1 | 1 | 1 | 1 | 1
331 | 2023-01-14 18:00 | 1 | 1 | 1 | 1 | 1 | 1
332 | 2023-01-14 19:00 | 1 | 1 | 1 | 1 | 1 | 1
333 | 2023-01-14 20:00 | 1 | 1 | 1 | 1 | 1 | 1
334 | 2023-01-14 21:00 | 1 | 1 | 1 | 1 | 1 | 1
335 | 2023-01-14 22:00 | 1 | 1 | 1 | 1 | 1 | 1
336 | 2023-01-14 23:00 | 1 | 1 | 1 | 1 | 1 | 1
337 | 2023-01-14 | 1 | 1 | 1 | 1 | 1 | 1
338 | 2023-01-15 01:00 | 1 | 1 | 1 | 1 | 1 | 1
339 | 2023-01-15 02:00 | 1 | 1 | 1 | 1 | 1 | 1
340 | 2023-01-15 03:00 | 1 | 1 | 1 | 1 | 1 | 1
341 | 2023-01-15 04:00 | 1 | 1 | 1 | 1 | 1 | 1
342 | 2023-01-15 05:00 | 1 | 1 | 1 | 1 | 1 | 1
343 | 2023-01-15 06:00 | 1 | 1 | 1 | 1 | 1 | 1
344 | 2023-01-15 07:00 | 1 | 1 | 1 | 1 | 1 | 1
345 | 2023-01-15 08:00 | 1 | 1 | 1 | 1 | 1 | 1
346 | 2023-01-15 09:00 | 1 | 1 | 1 | 1 | 1 | 1
347 | 2023-01-15 10:00 | 1 | 1 | 1 | 1 | 1 | 1
348 | 2023-01-15 11:00 | 1 | 1 | 1 | 1 | 1 | 1
349 | 2023-01-15 12:00 | 1 | 1 | 1 | 1 | 1 | 1
350 | 2023-01-15 13:00 | 1 | 1 | 1 | 1 | 1 | 1
351 | 2023-01-15 14:00 | 1 | 1 | 1 | 1 | 1 | 1
352 | 2023-01-15 15:00 | 1 | 1 | 1 | 1 | 1 | 1
353 | 2023-01-15 16:00 | 1 | 1 | 1 | 1 | 1 | 1
354 | 2023-01-15 17:00 | 1 | 1 | 1 | 1 | 1 | 1
355 | 2023-01-15 18:00 | 1 | 1 | 1 | 1 | 1 | 1
356 | 2023-01-15 19:00 | 1 | 1 | 1 | 1 | 1 | 1
357 | 2023-01-15 20:00 | 1 | 1 | 1 | 1 | 1 | 1
358 | 2023-01-15 21:00 | 1 | 1 | 1 | 1 | 1 | 1
359 | 2023-01-15 22:00 | 1 | 1 | 1 | 1 | 1 | 1
360 | 2023-01-15 23:00 | 1 | 1 | 1 | 1 | 1 | 1
361 | 2023-01-15 | 1 | 1 | 1 | 1 | 1 | 1
362 | 2023-01-16 01:00 | 1 | 1 | 1 | 1 | 1 | 1
363 | 2023-01-16 02:00 | 1 | 1 | 1 | 1 | 1 | 1
364 | 2023-01-16 03:00 | 1 | 1 | 1 | 1 | 1 | 1
365 | 2023-01-16 04:00 | 1 | 1 | 1 | 1 | 1 | 1
366 | 2023-01-16 05:00 | 1 | 1 | 1 | 1 | 1 | 1
367 | 2023-01-16 06:00 | 1 | 1 | 1 | 1 | 1 | 1
368 | 2023-01-16 07:00 | 1 | 1 | 1 | 1 | 1 | 1
369 | 2023-01-16 08:00 | 1 | 1 | 1 | 1 | 1 | 1
370 | 2023-01-16 09:00 | 1 | 1 | 1 | 1 | 1 | 1
371 | 2023-01-16 10:00 | 1 | 1 | 1 | 1 | 1 | 1
372 | 2023-01-16 11:00 | 1 | 1 | 1 | 1 | 1 | 1
373 | 2023-01-16 12:00 | 1 | 1 | 1 | 1 | 1 | 1
374 | 2023-01-16 13:00 | 1 | 1 | 1 | 1 | 1 | 1
375 | 2023-01-16 14:00 | 1 | 1 | 1 | 1 | 1 | 1
376 | 2023-01-16 15:00 | 1 | 1 | 1 | 1 | 1 | 1
377 | 2023-01-16 16:00 | 1 | 1 | 1 | 1 | 1 | 1
378 | 2023-01-16 17:00 | 1 | 1 | 1 | 1 | 1 | 1
379 | 2023-01-16 18:00 | 1 | 1 | 1 | 1 | 1 | 1
380 | 2023-01-16 19:00 | 1 | 1 | 1 | 1 | 1 | 1
381 | 2023-01-16 20:00 | 1 | 1 | 1 | 1 | 1 | 1
382 | 2023-01-16 21:00 | 1 | 1 | 1 | 1 | 1 | 1
383 | 2023-01-16 22:00 | 1 | 1 | 1 | 1 | 1 | 1
384 | 2023-01-16 23:00 | 1 | 1 | 1 | 1 | 1 | 1
385 | 2023-01-16 | 1 | 1 | 1 | 1 | 1 | 1
386 | 2023-01-17 01:00 | 1 | 1 | 1 | 1 | 1 | 1
387 | 2023-01-17 02:00 | 1 | 1 | 1 | 1 | 1 | 1
388 | 2023-01-17 03:00 | 1 | 1 | 1 | 1 | 1 | 1
389 | 2023-01-17 04:00 | 1 | 1 | 1 | 1 | 1 | 1
390 | 2023-01-17 05:00 | 1 | 1 | 1 | 1 | 1 | 1
391 | 2023-01-17 06:00 | 1 | 1 | 1 | 1 | 1 | 1
392 | 2023-01-17 07:00 | 1 | 1 | 1 | 1 | 1 | 1
393 | 2023-01-17 08:00 | 1 | 1 | 1 | 1 | 1 | 1
394 | 2023-01-17 09:00 | 1 | 1 | 1 | 1 | 1 | 1
395 | 2023-01-17 10:00 | 1 | 1 | 1 | 1 | 1 | 1
396 | 2023-01-17 11:00 | 1 | 1 | 1 | 1 | 1 | 1
397 | 2023-01-17 12:00 | 1 | 1 | 1 | 1 | 1 | 1
398 | 2023-01-17 13:00 | 1 | 1 | 1 | 1 | 1 | 1
399 | 2023-01-17 14:00 | 1 | 1 | 1 | 1 | 1 | 1
400 | 2023-01-17 15:00 | 1 | 1 | 1 | 1 | 1 | 1
401 | 2023-01-17 16:00 | 1 | 1 | 1 | 1 | 1 | 1
402 | 2023-01-17 17:00 | 1 | 1 | 1 | 1 | 1 | 1
403 | 2023-01-17 18:00 | 1 | 1 | 1 | 1 | 1 | 1
404 | 2023-01-17 19:00 | 1 | 1 | 1 | 1 | 1 | 1
405 | 2023-01-17 20:00 | 1 | 1 | 1 | 1 | 1 | 1
406 | 2023-01-17 21:00 | 1 | 1 | 1 | 1 | 1 | 1
407 | 2023-01-17 22:00 | 1 | 1 | 1 | 1 | 1 | 1
408 | 2023-01-17 23:00 | 1 | 1 | 1 | 1 | 1 | 1
409 | 2023-01-17 | 1 | 1 | 1 | 1 | 1 | 1
410 | 2023-01-18 01:00 | 1 | 1 | 1 | 1 | 1 | 1
411 | 2023-01-18 02:00 | 1 | 1 | 1 | 1 | 1 | 1
412 | 2023-01-18 03:00 | 1 | 1 | 1 | 1 | 1 | 1
413 | 2023-01-18 04:00 | 1 | 1 | 1 | 1 | 1 | 1
414 | 2023-01-18 05:00 | 1 | 1 | 1 | 1 | 1 | 1
415 | 2023-01-18 06:00 | 1 | 1 | 1 | 1 | 1 | 1
416 | 2023-01-18 07:00 | 1 | 1 | 1 | 1 | 1 | 1
417 | 2023-01-18 08:00 | 1 | 1 | 1 | 1 | 1 | 1
418 | 2023-01-18 09:00 | 1 | 1 | 1 | 1 | 1 | 1
419 | 2023-01-18 10:00 | 1 | 1 | 1 | 1 | 1 | 1
420 | 2023-01-18 11:00 | 1 | 1 | 1 | 1 | 1 | 1
421 | 2023-01-18 12:00 | 1 | 1 | 1 | 1 | 1 | 1
422 | 2023-01-18 13:00 | 1 | 1 | 1 | 1 | 1 | 1
423 | 2023-01-18 14:00 | 1 | 1 | 1 | 1 | 1 | 1
424 | 2023-01-18 15:00 | 1 | 1 | 1 | 1 | 1 | 1
425 | 2023-01-18 16:00 | 1 | 1 | 1 | 1 | 1 | 1
426 | 2023-01-18 17:00 | 1 | 1 | 1 | 1 | 1 | 1
427 | 2023-01-18 18:00 | 1 | 1 | 1 | 1 | 1 | 1
428 | 2023-01-18 19:00 | 1 | 1 | 1 | 1 | 1 | 1
429 | 2023-01-18 20:00 | 1 | 1 | 1 | 1 | 1 | 1
430 | 2023-01-18 21:00 | 1 | 1 | 1 | 1 | 1 | 1
431 | 2023-01-18 22:00 | 1 | 1 | 1 | 1 | 1 | 1
432 | 2023-01-18 23:00 | 1 | 1 | 1 | 1 | 1 | 1
433 | 2023-01-18 | 1 | 1 | 1 | 1 | 1 | 1
434 | 2023-01-19 01:00 | 1 | 1 | 1 | 1 | 1 | 1
435 | 2023-01-19 02:00 | 1 | 1 | 1 | 1 | 1 | 1
436 | 2023-01-19 03:00 | 1 | 1 | 1 | 1 | 1 | 1
437 | 2023-01-19 04:00 | 1 | 1 | 1 | 1 | 1 | 1
438 | 2023-01-19 05:00 | 1 | 1 | 1 | 1 | 1 | 1
439 | 2023-01-19 06:00 | 1 | 1 | 1 | 1 | 1 | 1
440 | 2023-01-19 07:00 | 1 | 1 | 1 | 1 | 1 | 1
441 | 2023-01-19 08:00 | 1 | 1 | 1 | 1 | 1 | 1
442 | 2023-01-19 09:00 | 1 | 1 | 1 | 1 | 1 | 1
443 | 2023-01-19 10:00 | 1 | 1 | 1 | 1 | 1 | 1
444 | 2023-01-19 11:00 | 1 | 1 | 1 | 1 | 1 | 1
445 | 2023-01-19 12:00 | 1 | 1 | 1 | 1 | 1 | 1
446 | 2023-01-19 13:00 | 1 | 1 | 1 | 1 | 1 | 1
447 | 2023-01-19 14:00 | 1 | 1 | 1 | 1 | 1 | 1
448 | 2023-01-19 15:00 | 1 | 1 | 1 | 1 | 1 | 1
449 | 2023-01-19 16:00 | 1 | 1 | 1 | 1 | 1 | 1
450 | 2023-01-19 17:00 | 1 | 1 | 1 | 1 | 1 | 1
451 | 2023-01-19 18:00 | 1 | 1 | 1 | 1 | 1 | 1
452 | 2023-01-19 19:00 | 1 | 1 | 1 | 1 | 1 | 1
453 | 2023-01-19 20:00 | 1 | 1 | 1 | 1 | 1 | 1
454 | 2023-01-19 21:00 | 1 | 1 | 1 | 1 | 1 | 1
455 | 2023-01-19 22:00 | 1 | 1 | 1 | 1 | 1 | 1
456 | 2023-01-19 23:00 | 1 | 1 | 1 | 1 | 1 | 1
457 | 2023-01-19 | 1 | 1 | 1 | 1 | 1 | 1
458 | 2023-01-20 01:00 | 1 | 1 | 1 | 1 | 1 | 1
459 | 2023-01-20 02:00 | 1 | 1 | 1 | 1 | 1 | 1
460 | 2023-01-20 03:00 | 1 | 1 | 1 | 1 | 1 | 1
461 | 2023-01-20 04:00 | 1 | 1 | 1 | 1 | 1 | 1
462 | 2023-01-20 05:00 | 1 | 1 | 1 | 1 | 1 | 1
463 | 2023-01-20 06:00 | 1 | 1 | 1 | 1 | 1 | 1
464 | 2023-01-20 07:00 | 1 | 1 | 1 | 1 | 1 | 1
465 | 2023-01-20 08:00 | 1 | 1 | 1 | 1 | 1 | 1
466 | 2023-01-20 09:00 | 1 | 1 | 1 | 1 | 1 | 1
467 | 2023-01-20 10:00 | 1 | 1 | 1 | 1 | 1 | 1
468 | 2023-01-20 11:00 | 1 | 1 | 1 | 1 | 1 | 1
469 | 2023-01-20 12:00 | 1 | 1 | 1 | 1 | 1 | 1
470 | 2023-01-20 13:00 | 1 | 1 | 1 | 1 | 1 | 1
471 | 2023-01-20 14:00 | 1 | 1 | 1 | 1 | 1 | 1
472 | 2023-01-20 15:00 | 1 | 1 | 1 | 1 | 1 | 1
473 | 2023-01-20 16:00 | 1 | 1 | 1 | 1 | 1 | 1
474 | 2023-01-20 17:00 | 1 | 1 | 1 | 1 | 1 | 1
475 | 2023-01-20 18:00 | 1 | 1 | 1 | 1 | 1 | 1
476 | 2023-01-20 19:00 | 1 | 1 | 1 | 1 | 1 | 1
477 | 2023-01-20 20:00 | 1 | 1 | 1 | 1 | 1 | 1
478 | 2023-01-20 21:00 | 1 | 1 | 1 | 1 | 1 | 1
479 | 2023-01-20 22:00 | 1 | 1 | 1 | 1 | 1 | 1
480 | 2023-01-20 23:00 | 1 | 1 | 1 | 1 | 1 | 1
481 | 2023-01-20 | 1 | 1 | 1 | 1 | 1 | 1
482 | 2023-01-21 01:00 | 1 | 1 | 1 | 1 | 1 | 1
483 | 2023-01-21 02:00 | 1 | 1 | 1 | 1 | 1 | 1
484 | 2023-01-21 03:00 | 1 | 1 | 1 | 1 | 1 | 1
485 | 2023-01-21 04:00 | 1 | 1 | 1 | 1 | 1 | 1
486 | 2023-01-21 05:00 | 1 | 1 | 1 | 1 | 1 | 1
487 | 2023-01-21 06:00 | 1 | 1 | 1 | 1 | 1 | 1
488 | 2023-01-21 07:00 | 1 | 1 | 1 | 1 | 1 | 1
489 | 2023-01-21 08:00 | 1 | 1 | 1 | 1 | 1 | 1
490 | 2023-01-21 09:00 | 1 | 1 | 1 | 1 | 1 | 1
491 | 2023-01-21 10:00 | 1 | 1 | 1 | 1 | 1 | 1
492 | 2023-01-21 11:00 | 1 | 1 | 1 | 1 | 1 | 1
493 | 2023-01-21 12:00 | 1 | 1 | 1 | 1 | 1 | 1
494 | 2023-01-21 13:00 | 1 | 1 | 1 | 1 | 1 | 1
495 | 2023-01-21 14:00 | 1 | 1 | 1 | 1 | 1 | 1
496 | 2023-01-21 15:00 | 1 | 1 | 1 | 1 | 1 | 1
497 | 2023-01-21 16:00 | 1 | 1 | 1 | 1 | 1 | 1
498 | 2023-01-21 17:00 | 1 | 1 | 1 | 1 | 1 | 1
499 | 2023-01-21 18:00 | 1 | 1 | 1 | 1 | 1 | 1
500 | 2023-01-21 19:00 | 1 | 1 | 1 | 1 | 1 | 1
501 | 2023-01-21 20:00 | 1 | 1 | 1 | 1 | 1 | 1
502 | 2023-01-21 21:00 | 1 | 1 | 1 | 1 | 1 | 1
503 | 2023-01-21 22:00 | 1 | 1 | 1 | 1 | 1 | 1
504 | 2023-01-21 23:00 | 1 | 1 | 1 | 1 | 1 | 1
505 | 2023-01-21 | 1 | 1 | 1 | 1 | 1 | 1
506 | 2023-01-22 01:00 | 1 | 1 | 1 | 1 | 1 | 1
507 | 2023-01-22 02:00 | 1 | 1 | 1 | 1 | 1 | 1
508 | 2023-01-22 03:00 | 1 | 1 | 1 | 1 | 1 | 1
509 | 2023-01-22 04:00 | 1 | 1 | 1 | 1 | 1 | 1
510 | 2023-01-22 05:00 | 1 | 1 | 1 | 1 | 1 | 1
511 | 2023-01-22 06:00 | 1 | 1 | 1 | 1 | 1 | 1
512 | 2023-01-22 07:00 | 1 | 1 | 1 | 1 | 1 | 1
513 | 2023-01-22 08:00 | 1 | 1 | 1 | 1 | 1 | 1
514 | 2023-01-22 09:00 | 1 | 1 | 1 | 1 | 1 | 1
515 | 2023-01-22 10:00 | 1 | 1 | 1 | 1 | 1 | 1
516 | 2023-01-22 11:00 | 1 | 1 | 1 | 1 | 1 | 1
517 | 2023-01-22 12:00 | 1 | 1 | 1 | 1 | 1 | 1
518 | 2023-01-22 13:00 | 1 | 1 | 1 | 1 | 1 | 1
519 | 2023-01-22 14:00 | 1 | 1 | 1 | 1 | 1 | 1
520 | 2023-01-22 15:00 | 1 | 1 | 1 | 1 | 1 | 1
521 | 2023-01-22 16:00 | 1 | 1 | 1 | 1 | 1 | 1
522 | 2023-01-22 17:00 | 1 | 1 | 1 | 1 | 1 | 1
523 | 2023-01-22 18:00 | 1 | 1 | 1 | 1 | 1 | 1
524 | 2023-01-22 19:00 | 1 | 1 | 1 | 1 | 1 | 1
525 | 2023-01-22 20:00 | 1 | 1 | 1 | 1 | 1 | 1
526 | 2023-01-22 21:00 | 1 | 1 | 1 | 1 | 1 | 1
527 | 2023-01-22 22:00 | 1 | 1 | 1 | 1 | 1 | 1
528 | 2023-01-22 23:00 | 1 | 1 | 1 | 1 | 1 | 1
529 | 2023-01-22 | 1 | 1 | 1 | 1 | 1 | 1
530 | 2023-01-23 01:00 | 1 | 1 | 1 | 1 | 1 | 1
531 | 2023-01-23 02:00 | 1 | 1 | 1 | 1 | 1 | 1
532 | 2023-01-23 03:00 | 1 | 1 | 1 | 1 | 1 | 1
533 | 2023-01-23 04:00 | 1 | 1 | 1 | 1 | 1 | 1
534 | 2023-01-23 05:00 | 1 | 1 | 1 | 1 | 1 | 1
535 | 2023-01-23 06:00 | 1 | 1 | 1 | 1 | 1 | 1
536 | 2023-01-23 07:00 | 1 | 1 | 1 | 1 | 1 | 1
537 | 2023-01-23 08:00 | 1 | 1 | 1 | 1 | 1 | 1
538 | 2023-01-23 09:00 | 1 | 1 | 1 | 1 | 1 | 1
539 | 2023-01-23 10:00 | 1 | 1 | 1 | 1 | 1 | 1
540 | 2023-01-23 11:00 | 1 | 1 | 1 | 1 | 1 | 1
541 | 2023-01-23 12:00 | 1 | 1 | 1 | 1 | 1 | 1
542 | 2023-01-23 13:00 | 1 | 1 | 1 | 1 | 1 | 1
543 | 2023-01-23 14:00 | 1 | 1 | 1 | 1 | 1 | 1
544 | 2023-01-23 15:00 | 1 | 1 | 1 | 1 | 1 | 1
545 | 2023-01-23 16:00 | 1 | 1 | 1 | 1 | 1 | 1
546 | 2023-01-23 17:00 | 1 | 1 | 1 | 1 | 1 | 1
547 | 2023-01-23 18:00 | 1 | 1 | 1 | 1 | 1 | 1
548 | 2023-01-23 19:00 | 1 | 1 | 1 | 1 | 1 | 1
549 | 2023-01-23 20:00 | 1 | 1 | 1 | 1 | 1 | 1
550 | 2023-01-23 21:00 | 1 | 1 | 1 | 1 | 1 | 1
551 | 2023-01-23 22:00 | 1 | 1 | 1 | 1 | 1 | 1
552 | 2023-01-23 23:00 | 1 | 1 | 1 | 1 | 1 | 1
553 | 2023-01-23 | 1 | 1 | 1 | 1 | 1 | 1
554 | 2023-01-24 01:00 | 1 | 1 | 1 | 1 | 1 | 1
555 | 2023-01-24 02:00 | 1 | 1 | 1 | 1 | 1 | 1
556 | 2023-01-24 03:00 | 1 | 1 | 1 | 1 | 1 | 1
557 | 2023-01-24 04:00 | 1 | 1 | 1 | 1 | 1 | 1
558 | 2023-01-24 05:00 | 1 | 1 | 1 | 1 | 1 | 1
559 | 2023-01-24 06:00 | 1 | 1 | 1 | 1 | 1 | 1
560 | 2023-01-24 07:00 | 1 | 1 | 1 | 1 | 1 | 1
561 | 2023-01-24 08:00 | 1 | 1 | 1 | 1 | 1 | 1
562 | 2023-01-24 09:00 | 1 | 1 | 1 | 1 | 1 | 1
563 | 2023-01-24 10:00 | 1 | 1 | 1 | 1 | 1 | 1
564 | 2023-01-24 11:00 | 1 | 1 | 1 | 1 | 1 | 1
565 | 2023-01-24 12:00 | 1 | 1 | 1 | 1 | 1 | 1
566 | 2023-01-24 13:00 | 1 | 1 | 1 | 1 | 1 | 1
567 | 2023-01-24 14:00 | 1 | 1 | 1 | 1 | 1 | 1
568 | 2023-01-24 15:00 | 1 | 1 | 1 | 1 | 1 | 1
569 | 2023-01-24 16:00 | 1 | 1 | 1 | 1 | 1 | 1
570 | 2023-01-24 17:00 | 1 | 1 | 1 | 1 | 1 | 1
571 | 2023-01-24 18:00 | 1 | 1 | 1 | 1 | 1 | 1
572 | 2023-01-24 19:00 | 1 | 1 | 1 | 1 | 1 | 1
573 | 2023-01-24 20:00 | 1 | 1 | 1 | 1 | 1 | 1
574 | 2023-01-24 21:00 | 1 | 1 | 1 | 1 | 1 | 1
575 | 2023-01-24 22:00 | 1 | 1 | 1 | 1 | 1 | 1
576 | 2023-01-24 23:00 | 1 | 1 | 1 | 1 | 1 | 1
577 | 2023-01-24 | 1 | 1 | 1 | 1 | 1 | 1
578 | 2023-01-25 01:00 | 1 | 1 | 1 | 1 | 1 | 1
579 | 2023-01-25 02:00 | 1 | 1 | 1 | 1 | 1 | 1
580 | 2023-01-25 03:00 | 1 | 1 | 1 | 1 | 1 | 1
581 | 2023-01-25 04:00 | 1 | 1 | 1 | 1 | 1 | 1
582 | 2023-01-25 05:00 | 1 | 1 | 1 | 1 | 1 | 1
583 | 2023-01-25 06:00 | 1 | 1 | 1 | 1 | 1 | 1
584 | 2023-01-25 07:00 | 1 | 1 | 1 | 1 | 1 | 1
585 | 2023-01-25 08:00 | 1 | 1 | 1 | 1 | 1 | 1
586 | 2023-01-25 09:00 | 1 | 1 | 1 | 1 | 1 | 1
587 | 2023-01-25 10:00 | 1 | 1 | 1 | 1 | 1 | 1
588 | 2023-01-25 11:00 | 1 | 1 | 1 | 1 | 1 | 1
589 | 2023-01-25 12:00 | 1 | 1 | 1 | 1 | 1 | 1
590 | 2023-01-25 13:00 | 1 | 1 | 1 | 1 | 1 | 1
591 | 2023-01-25 14:00 | 1 | 1 | 1 | 1 | 1 | 1
592 | 2023-01-25 15:00 | 1 | 1 | 1 | 1 | 1 | 1
593 | 2023-01-25 16:00 | 1 | 1 | 1 | 1 | 1 | 1
594 | 2023-01-25 17:00 | 1 | 1 | 1 | 1 | 1 | 1
595 | 2023-01-25 18:00 | 1 | 1 | 1 | 1 | 1 | 1
596 | 2023-01-25 19:00 | 1 | 1 | 1 | 1 | 1 | 1
597 | 2023-01-25 20:00 | 1 | 1 | 1 | 1 | 1 | 1
598 | 2023-01-25 21:00 | 1 | 1 | 1 | 1 | 1 | 1
599 | 2023-01-25 22:00 | 1 | 1 | 1 | 1 | 1 | 1
600 | 2023-01-25 23:00 | 1 | 1 | 1 | 1 | 1 | 1
601 | 2023-01-25 | 1 | 1 | 1 | 1 | 1 | 1
602 | 2023-01-26 01:00 | 1 | 1 | 1 | 1 | 1 | 1
603 | 2023-01-26 02:00 | 1 | 1 | 1 | 1 | 1 | 1
604 | 2023-01-26 03:00 | 1 | 1 | 1 | 1 | 1 | 1
605 | 2023-01-26 04:00 | 1 | 1 | 1 | 1 | 1 | 1
606 | 2023-01-26 05:00 | 1 | 1 | 1 | 1 | 1 | 1
607 | 2023-01-26 06:00 | 1 | 1 | 1 | 1 | 1 | 1
608 | 2023-01-26 07:00 | 1 | 1 | 1 | 1 | 1 | 1
609 | 2023-01-26 08:00 | 1 | 1 | 1 | 1 | 1 | 1
610 | 2023-01-26 09:00 | 1 | 1 | 1 | 1 | 1 | 1
611 | 2023-01-26 10:00 | 1 | 1 | 1 | 1 | 1 | 1
612 | 2023-01-26 11:00 | 1 | 1 | 1 | 1 | 1 | 1
613 | 2023-01-26 12:00 | 1 | 1 | 1 | 1 | 1 | 1
614 | 2023-01-26 13:00 | 1 | 1 | 1 | 1 | 1 | 1
615 | 2023-01-26 14:00 | 1 | 1 | 1 | 1 | 1 | 1
616 | 2023-01-26 15:00 | 1 | 1 | 1 | 1 | 1 | 1
617 | 2023-01-26 16:00 | 1 | 1 | 1 | 1 | 1 | 1
618 | 2023-01-26 17:00 | 1 | 1 | 1 | 1 | 1 | 1
619 | 2023-01-26 18:00 | 1 | 1 | 1 | 1 | 1 | 1
620 | 2023-01-26 19:00 | 1 | 1 | 1 | 1 | 1 | 1
621 | 2023-01-26 20:00 | 1 | 1 | 1 | 1 | 1 | 1
622 | 2023-01-26 21:00 | 1 | 1 | 1 | 1 | 1 | 1
623 | 2023-01-26 22:00 | 1 | 1 | 1 | 1 | 1 | 1
624 | 2023-01-26 23:00 | 1 | 1 | 1 | 1 | 1 | 1
625 | 2023-01-26 | 1 | 1 | 1 | 1 | 1 | 1
626 | 2023-01-27 01:00 | 1 | 1 | 1 | 1 | 1 | 1
627 | 2023-01-27 02:00 | 1 | 1 | 1 | 1 | 1 | 1
628 | 2023-01-27 03:00 | 1 | 1 | 1 | 1 | 1 | 1
629 | 2023-01-27 04:00 | 1 | 1 | 1 | 1 | 1 | 1
630 | 2023-01-27 05:00 | 1 | 1 | 1 | 1 | 1 | 1
631 | 2023-01-27 06:00 | 1 | 1 | 1 | 1 | 1 | 1
632 | 2023-01-27 07:00 | 1 | 1 | 1 | 1 | 1 | 1
633 | 2023-01-27 08:00 | 1 | 1 | 1 | 1 | 1 | 1
634 | 2023-01-27 09:00 | 1 | 1 | 1 | 1 | 1 | 1
635 | 2023-01-27 10:00 | 1 | 1 | 1 | 1 | 1 | 1
636 | 2023-01-27 11:00 | 1 | 1 | 1 | 1 | 1 | 1
637 | 2023-01-27 12:00 | 1 | 1 | 1 | 1 | 1 | 1
638 | 2023-01-27 13:00 | 1 | 1 | 1 | 1 | 1 | 1
639 | 2023-01-27 14:00 | 1 | 1 | 1 | 1 | 1 | 1
640 | 2023-01-27 15:00 | 1 | 1 | 1 | 1 | 1 | 1
641 | 2023-01-27 16:00 | 1 | 1 | 1 | 1 | 1 | 1
642 | 2023-01-27 17:00 | 1 | 1 | 1 | 1 | 1 | 1
643 | 2023-01-27 18:00 | 1 | 1 | 1 | 1 | 1 | 1
644 | 2023-01-27 19:00 | 1 | 1 | 1 | 1 | 1 | 1
645 | 2023-01-27 20:00 | 1 | 1 | 1 | 1 | 1 | 1
646 | 2023-01-27 21:00 | 1 | 1 | 1 | 1 | 1 | 1
647 | 2023-01-27 22:00 | 1 | 1 | 1 | 1 | 1 | 1
648 | 2023-01-27 23:00 | 1 | 1 | 1 | 1 | 1 | 1
649 | 2023-01-27 | 1 | 1 | 1 | 1 | 1 | 1
650 | 2023-01-28 01:00 | 1 | 1 | 1 | 1 | 1 | 1
651 | 2023-01-28 02:00 | 1 | 1 | 1 | 1 | 1 | 1
652 | 2023-01-28 03:00 | 1 | 1 | 1 | 1 | 1 | 1
653 | 2023-01-28 04:00 | 1 | 1 | 1 | 1 | 1 | 1
654 | 2023-01-28 05:00 | 1 | 1 | 1 | 1 | 1 | 1
655 | 2023-01-28 06:00 | 1 | 1 | 1 | 1 | 1 | 1
656 | 2023-01-28 07:00 | 1 | 1 | 1 | 1 | 1 | 1
657 | 2023-01-28 08:00 | 1 | 1 | 1 | 1 | 1 | 1
658 | 2023-01-28 09:00 | 1 | 1 | 1 | 1 | 1 | 1
659 | 2023-01-28 10:00 | 1 | 1 | 1 | 1 | 1 | 1
660 | 2023-01-28 11:00 | 1 | 1 | 1 | 1 | 1 | 1
661 | 2023-01-28 12:00 | 1 | 1 | 1 | 1 | 1 | 1
662 | 2023-01-28 13:00 | 1 | 1 | 1 | 1 | 1 | 1
663 | 2023-01-28 14:00 | 1 | 1 | 1 | 1 | 1 | 1
664 | 2023-01-28 15:00 | 1 | 1 | 1 | 1 | 1 | 1
665 | 2023-01-28 16:00 | 1 | 1 | 1 | 1 | 1 | 1
666 | 2023-01-28 17:00 | 1 | 1 | 1 | 1 | 1 | 1
667 | 2023-01-28 18:00 | 1 | 1 | 1 | 1 | 1 | 1
668 | 2023-01-28 19:00 | 1 | 1 | 1 | 1 | 1 | 1
669 | 2023-01-28 20:00 | 1 | 1 | 1 | 1 | 1 | 1
670 | 2023-01-28 21:00 | 1 | 1 | 1 | 1 | 1 | 1
671 | 2023-01-28 22:00 | 1 | 1 | 1 | 1 | 1 | 1
672 | 2023-01-28 23:00 | 1 | 1 | 1 | 1 | 1 | 1
673 | 2023-01-28 | 1 | 1 | 1 | 1 | 1 | 1
674 | 2023-01-29 01:00 | 1 | 1 | 1 | 1 | 1 | 1
675 | 2023-01-29 02:00 | 1 | 1 | 1 | 1 | 1 | 1
676 | 2023-01-29 03:00 | 1 | 1 | 1 | 1 | 1 | 1
677 | 2023-01-29 04:00 | 1 | 1 | 1 | 1 | 1 | 1
678 | 2023-01-29 05:00 | 1 | 1 | 1 | 1 | 1 | 1
679 | 2023-01-29 06:00 | 1 | 1 | 1 | 1 | 1 | 1
680 | 2023-01-29 07:00 | 1 | 1 | 1 | 1 | 1 | 1
681 | 2023-01-29 08:00 | 1 | 1 | 1 | 1 | 1 | 1
682 | 2023-01-29 09:00 | 1 | 1 | 1 | 1 | 1 | 1
683 | 2023-01-29 10:00 | 1 | 1 | 1 | 1 | 1 | 1
684 | 2023-01-29 11:00 | 1 | 1 | 1 | 1 | 1 | 1
685 | 2023-01-29 12:00 | 1 | 1 | 1 | 1 | 1 | 1
686 | 2023-01-29 13:00 | 1 | 1 | 1 | 1 | 1 | 1
687 | 2023-01-29 14:00 | 1 | 1 | 1 | 1 | 1 | 1
688 | 2023-01-29 15:00 | 1 | 1 | 1 | 1 | 1 | 1
689 | 2023-01-29 16:00 | 1 | 1 | 1 | 1 | 1 | 1
690 | 2023-01-29 17:00 | 1 | 1 | 1 | 1 | 1 | 1
691 | 2023-01-29 18:00 | 1 | 1 | 1 | 1 | 1 | 1
692 | 2023-01-29 19:00 | 1 | 1 | 1 | 1 | 1 | 1
693 | 2023-01-29 20:00 | 1 | 1 | 1 | 1 | 1 | 1
694 | 2023-01-29 21:00 | 1 | 1 | 1 | 1 | 1 | 1
695 | 2023-01-29 22:00 | 1 | 1 | 1 | 1 | 1 | 1
696 | 2023-01-29 23:00 | 1 | 1 | 1 | 1 | 1 | 1
697 | 2023-01-29 | 1 | 1 | 1 | 1 | 1 | 1
698 | 2023-01-30 01:00 | 1 | 1 | 1 | 1 | 1 | 1
699 | 2023-01-30 02:00 | 1 | 1 | 1 | 1 | 1 | 1
700 | 2023-01-30 03:00 | 1 | 1 | 1 | 1 | 1 | 1
701 | 2023-01-30 04:00 | 1 | 1 | 1 | 1 | 1 | 1
702 | 2023-01-30 05:00 | 1 | 1 | 1 | 1 | 1 | 1
703 | 2023-01-30 06:00 | 1 | 1 | 1 | 1 | 1 | 1
704 | 2023-01-30 07:00 | 1 | 1 | 1 | 1 | 1 | 1
705 | 2023-01-30 08:00 | 1 | 1 | 1 | 1 | 1 | 1
706 | 2023-01-30 09:00 | 1 | 1 | 1 | 1 | 1 | 1
707 | 2023-01-30 10:00 | 1 | 1 | 1 | 1 | 1 | 1
708 | 2023-01-30 11:00 | 1 | 1 | 1 | 1 | 1 | 1
709 | 2023-01-30 12:00 | 1 | 1 | 1 | 1 | 1 | 1
710 | 2023-01-30 13:00 | 1 | 1 | 1 | 1 | 1 | 1
711 | 2023-01-30 14:00 | 1 | 1 | 1 | 1 | 1 | 1
712 | 2023-01-30 15:00 | 1 | 1 | 1 | 1 | 1 | 1
713 | 2023-01-30 16:00 | 1 | 1 | 1 | 1 | 1 | 1
714 | 2023-01-30 17:00 | 1 | 1 | 1 | 1 | 1 | 1
715 | 2023-01-30 18:00 | 1 | 1 | 1 | 1 | 1 | 1
716 | 2023-01-30 19:00 | 1 | 1 | 1 | 1 | 1 | 1
717 | 2023-01-30 20:00 | 1 | 1 | 1 | 1 | 1 | 1
718 | 2023-01-30 21:00 | 1 | 1 | 1 | 1 | 1 | 1
719 | 2023-01-30 22:00 | 1 | 1 | 1 | 1 | 1 | 1
720 | 2023-01-30 23:00 | 1 | 1 | 1 | 1 | 1 | 1
721 | 2023-01-30 | 1 | 1 | 1 | 1 | 1 | 1
722 | 2023-01-31 01:00 | 1 | 1 | 1 | 1 | 1 | 1
723 | 2023-01-31 02:00 | 1 | 1 | 1 | 1 | 1 | 1
724 | 2023-01-31 03:00 | 1 | 1 | 1 | 1 | 1 | 1
725 | 2023-01-31 04:00 | 1 | 1 | 1 | 1 | 1 | 1
726 | 2023-01-31 05:00 | 1 | 1 | 1 | 1 | 1 | 1
727 | 2023-01-31 06:00 | 1 | 1 | 1 | 1 | 1 | 1
728 | 2023-01-31 07:00 | 1 | 1 | 1 | 1 | 1 | 1
729 | 2023-01-31 08:00 | 1 | 1 | 1 | 1 | 1 | 1
730 | 2023-01-31 09:00 | 1 | 1 | 1 | 1 | 1 | 1
731 | 2023-01-31 10:00 | 1 | 1 | 1 | 1 | 1 | 1
732 | 2023-01-31 11:00 | 1 | 1 | 1 | 1 | 1 | 1
733 | 2023-01-31 12:00 | 1 | 1 | 1 | 1 | 1 | 1
734 | 2023-01-31 13:00 | 1 | 1 | 1 | 1 | 1 | 1
735 | 2023-01-31 14:00 | 1 | 1 | 1 | 1 | 1 | 1
736 | 2023-01-31 15:00 | 1 | 1 | 1 | 1 | 1 | 1
737 | 2023-01-31 16:00 | 1 | 1 | 1 | 1 | 1 | 1
738 | 2023-01-31 17:00 | 1 | 1 | 1 | 1 | 1 | 1
739 | 2023-01-31 18:00 | 1 | 1 | 1 | 1 | 1 | 1
740 | 2023-01-31 19:00 | 1 | 1 | 1 | 1 | 1 | 1
741 | 2023-01-31 20:00 | 1 | 1 | 1 | 1 | 1 | 1
742 | 2023-01-31 21:00 | 1 | 1 | 1 | 1 | 1 | 1
743 | 2023-01-31 22:00 | 1 | 1 | 1 | 1 | 1 | 1
744 | 2023-01-31 23:00 | 1 | 1 | 1 | 1 | 1 | 1
745 | 2023-01-31 | 1 | 1 | 1 | 1 | 1 | 1
746 | 2023-02-01 01:00 | 2 | 1 | 1 | 1 | 1 | 1
747 | 2023-02-01 02:00 | 2 | 1 | 1 | 1 | 1 | 1
748 | 2023-02-01 03:00 | 2 | 1 | 1 | 1 | 1 | 1
749 | 2023-02-01 04:00 | 2 | 1 | 1 | 1 | 1 | 1
750 | 2023-02-01 05:00 | 2 | 1 | 1 | 1 | 1 | 1
751 | 2023-02-01 06:00 | 2 | 1 | 1 | 1 | 1 | 1
752 | 2023-02-01 07:00 | 2 | 1 | 1 | 1 | 1 | 1
753 | 2023-02-01 08:00 | 2 | 1 | 1 | 1 | 1 | 1
754 | 2023-02-01 09:00 | 2 | 1 | 1 | 1 | 1 | 1
755 | 2023-02-01 10:00 | 2 | 1 | 1 | 1 | 1 | 1
756 | 2023-02-01 11:00 | 2 | 1 | 1 | 1 | 1 | 1
757 | 2023-02-01 12:00 | 2 | 1 | 1 | 1 | 1 | 1
758 | 2023-02-01 13:00 | 2 | 1 | 1 | 1 | 1 | 1
759 | 2023-02-01 14:00 | 2 | 1 | 1 | 1 | 1 | 1
760 | 2023-02-01 15:00 | 2 | 1 | 1 | 1 | 1 | 1
761 | 2023-02-01 16:00 | 2 | 1 | 1 | 1 | 1 | 1
762 | 2023-02-01 17:00 | 2 | 1 | 1 | 1 | 1 | 1
763 | 2023-02-01 18:00 | 2 | 1 | 1 | 1 | 1 | 1
764 | 2023-02-01 19:00 | 2 | 1 | 1 | 1 | 1 | 1
765 | 2023-02-01 20:00 | 2 | 1 | 1 | 1 | 1 | 1
766 | 2023-02-01 21:00 | 2 | 1 | 1 | 1 | 1 | 1
767 | 2023-02-01 22:00 | 2 | 1 | 1 | 1 | 1 | 1
768 | 2023-02-01 23:00 | 2 | 1 | 1 | 1 | 1 | 1
769 | 2023-02-01 | 2 | 1 | 1 | 1 | 1 | 1
770 | 2023-02-02 01:00 | 2 | 1 | 1 | 1 | 1 | 1
771 | 2023-02-02 02:00 | 2 | 1 | 1 | 1 | 1 | 1
772 | 2023-02-02 03:00 | 2 | 1 | 1 | 1 | 1 | 1
773 | 2023-02-02 04:00 | 2 | 1 | 1 | 1 | 1 | 1
774 | 2023-02-02 05:00 | 2 | 1 | 1 | 1 | 1 | 1
775 | 2023-02-02 06:00 | 2 | 1 | 1 | 1 | 1 | 1
776 | 2023-02-02 07:00 | 2 | 1 | 1 | 1 | 1 | 1
777 | 2023-02-02 08:00 | 2 | 1 | 1 | 1 | 1 | 1
778 | 2023-02-02 09:00 | 2 | 1 | 1 | 1 | 1 | 1
779 | 2023-02-02 10:00 | 2 | 1 | 1 | 1 | 1 | 1
780 | 2023-02-02 11:00 | 2 | 1 | 1 | 1 | 1 | 1
781 | 2023-02-02 12:00 | 2 | 1 | 1 | 1 | 1 | 1
782 | 2023-02-02 13:00 | 2 | 1 | 1 | 1 | 1 | 1
783 | 2023-02-02 14:00 | 2 | 1 | 1 | 1 | 1 | 1
784 | 2023-02-02 15:00 | 2 | 1 | 1 | 1 | 1 | 1
785 | 2023-02-02 16:00 | 2 | 1 | 1 | 1 | 1 | 1
786 | 2023-02-02 17:00 | 2 | 1 | 1 | 1 | 1 | 1
787 | 2023-02-02 18:00 | 2 | 1 | 1 | 1 | 1 | 1
788 | 2023-02-02 19:00 | 2 | 1 | 1 | 1 | 1 | 1
789 | 2023-02-02 20:00 | 2 | 1 | 1 | 1 | 1 | 1
790 | 2023-02-02 21:00 | 2 | 1 | 1 | 1 | 1 | 1
791 | 2023-02-02 22:00 | 2 | 1 | 1 | 1 | 1 | 1
792 | 2023-02-02 23:00 | 2 | 1 | 1 | 1 | 1 | 1
793 | 2023-02-02 | 2 | 1 | 1 | 1 | 1 | 1
794 | 2023-02-03 01:00 | 2 | 1 | 1 | 1 | 1 | 1
795 | 2023-02-03 02:00 | 2 | 1 | 1 | 1 | 1 | 1
796 | 2023-02-03 03:00 | 2 | 1 | 1 | 1 | 1 | 1
797 | 2023-02-03 04:00 | 2 | 1 | 1 | 1 | 1 | 1
798 | 2023-02-03 05:00 | 2 | 1 | 1 | 1 | 1 | 1
799 | 2023-02-03 06:00 | 2 | 1 | 1 | 1 | 1 | 1
800 | 2023-02-03 07:00 | 2 | 1 | 1 | 1 | 1 | 1
801 | 2023-02-03 08:00 | 2 | 1 | 1 | 1 | 1 | 1
802 | 2023-02-03 09:00 | 2 | 1 | 1 | 1 | 1 | 1
803 | 2023-02-03 10:00 | 2 | 1 | 1 | 1 | 1 | 1
804 | 2023-02-03 11:00 | 2 | 1 | 1 | 1 | 1 | 1
805 | 2023-02-03 12:00 | 2 | 1 | 1 | 1 | 1 | 1
806 | 2023-02-03 13:00 | 2 | 1 | 1 | 1 | 1 | 1
807 | 2023-02-03 14:00 | 2 | 1 | 1 | 1 | 1 | 1
808 | 2023-02-03 15:00 | 2 | 1 | 1 | 1 | 1 | 1
809 | 2023-02-03 16:00 | 2 | 1 | 1 | 1 | 1 | 1
810 | 2023-02-03 17:00 | 2 | 1 | 1 | 1 | 1 | 1
811 | 2023-02-03 18:00 | 2 | 1 | 1 | 1 | 1 | 1
812 | 2023-02-03 19:00 | 2 | 1 | 1 | 1 | 1 | 1
813 | 2023-02-03 20:00 | 2 | 1 | 1 | 1 | 1 | 1
814 | 2023-02-03 21:00 | 2 | 1 | 1 | 1 | 1 | 1
815 | 2023-02-03 22:00 | 2 | 1 | 1 | 1 | 1 | 1
816 | 2023-02-03 23:00 | 2 | 1 | 1 | 1 | 1 | 1
817 | 2023-02-03 | 2 | 1 | 1 | 1 | 1 | 1
818 | 2023-02-04 01:00 | 2 | 1 | 1 | 1 | 1 | 1
819 | 2023-02-04 02:00 | 2 | 1 | 1 | 1 | 1 | 1
820 | 2023-02-04 03:00 | 2 | 1 | 1 | 1 | 1 | 1
821 | 2023-02-04 04:00 | 2 | 1 | 1 | 1 | 1 | 1
822 | 2023-02-04 05:00 | 2 | 1 | 1 | 1 | 1 | 1
823 | 2023-02-04 06:00 | 2 | 1 | 1 | 1 | 1 | 1
824 | 2023-02-04 07:00 | 2 | 1 | 1 | 1 | 1 | 1
825 | 2023-02-04 08:00 | 2 | 1 | 1 | 1 | 1 | 1
826 | 2023-02-04 09:00 | 2 | 1 | 1 | 1 | 1 | 1
827 | 2023-02-04 10:00 | 2 | 1 | 1 | 1 | 1 | 1
828 | 2023-02-04 11:00 | 2 | 1 | 1 | 1 | 1 | 1
829 | 2023-02-04 12:00 | 2 | 1 | 1 | 1 | 1 | 1
830 | 2023-02-04 13:00 | 2 | 1 | 1 | 1 | 1 | 1
831 | 2023-02-04 14:00 | 2 | 1 | 1 | 1 | 1 | 1
832 | 2023-02-04 15:00 | 2 | 1 | 1 | 1 | 1 | 1
833 | 2023-02-04 16:00 | 2 | 1 | 1 | 1 | 1 | 1
834 | 2023-02-04 17:00 | 2 | 1 | 1 | 1 | 1 | 1
835 | 2023-02-04 18:00 | 2 | 1 | 1 | 1 | 1 | 1
836 | 2023-02-04 19:00 | 2 | 1 | 1 | 1 | 1 | 1
837 | 2023-02-04 20:00 | 2 | 1 | 1 | 1 | 1 | 1
838 | 2023-02-04 21:00 | 2 | 1 | 1 | 1 | 1 | 1
839 | 2023-02-04 22:00 | 2 | 1 | 1 | 1 | 1 | 1
840 | 2023-02-04 23:00 | 2 | 1 | 1 | 1 | 1 | 1
841 | 2023-02-04 | 2 | 1 | 1 | 1 | 1 | 1
842 | 2023-02-05 01:00 | 2 | 1 | 1 | 1 | 1 | 1
843 | 2023-02-05 02:00 | 2 | 1 | 1 | 1 | 1 | 1
844 | 2023-02-05 03:00 | 2 | 1 | 1 | 1 | 1 | 1
845 | 2023-02-05 04:00 | 2 | 1 | 1 | 1 | 1 | 1
846 | 2023-02-05 05:00 | 2 | 1 | 1 | 1 | 1 | 1
847 | 2023-02-05 06:00 | 2 | 1 | 1 | 1 | 1 | 1
848 | 2023-02-05 07:00 | 2 | 1 | 1 | 1 | 1 | 1
849 | 2023-02-05 08:00 | 2 | 1 | 1 | 1 | 1 | 1
850 | 2023-02-05 09:00 | 2 | 1 | 1 | 1 | 1 | 1
851 | 2023-02-05 10:00 | 2 | 1 | 1 | 1 | 1 | 1
852 | 2023-02-05 11:00 | 2 | 1 | 1 | 1 | 1 | 1
853 | 2023-02-05 12:00 | 2 | 1 | 1 | 1 | 1 | 1
854 | 2023-02-05 13:00 | 2 | 1 | 1 | 1 | 1 | 1
855 | 2023-02-05 14:00 | 2 | 1 | 1 | 1 | 1 | 1
856 | 2023-02-05 15:00 | 2 | 1 | 1 | 1 | 1 | 1
857 | 2023-02-05 16:00 | 2 | 1 | 1 | 1 | 1 | 1
858 | 2023-02-05 17:00 | 2 | 1 | 1 | 1 | 1 | 1
859 | 2023-02-05 18:00 | 2 | 1 | 1 | 1 | 1 | 1
860 | 2023-02-05 19:00 | 2 | 1 | 1 | 1 | 1 | 1
861 | 2023-02-05 20:00 | 2 | 1 | 1 | 1 | 1 | 1
862 | 2023-02-05 21:00 | 2 | 1 | 1 | 1 | 1 | 1
863 | 2023-02-05 22:00 | 2 | 1 | 1 | 1 | 1 | 1
864 | 2023-02-05 23:00 | 2 | 1 | 1 | 1 | 1 | 1
865 | 2023-02-05 | 2 | 1 | 1 | 1 | 1 | 1
866 | 2023-02-06 01:00 | 2 | 1 | 1 | 1 | 1 | 1
867 | 2023-02-06 02:00 | 2 | 1 | 1 | 1 | 1 | 1
868 | 2023-02-06 03:00 | 2 | 1 | 1 | 1 | 1 | 1
869 | 2023-02-06 04:00 | 2 | 1 | 1 | 1 | 1 | 1
870 | 2023-02-06 05:00 | 2 | 1 | 1 | 1 | 1 | 1
871 | 2023-02-06 06:00 | 2 | 1 | 1 | 1 | 1 | 1
872 | 2023-02-06 07:00 | 2 | 1 | 1 | 1 | 1 | 1
873 | 2023-02-06 08:00 | 2 | 1 | 1 | 1 | 1 | 1
874 | 2023-02-06 09:00 | 2 | 1 | 1 | 1 | 1 | 1
875 | 2023-02-06 10:00 | 2 | 1 | 1 | 1 | 1 | 1
876 | 2023-02-06 11:00 | 2 | 1 | 1 | 1 | 1 | 1
877 | 2023-02-06 12:00 | 2 | 1 | 1 | 1 | 1 | 1
878 | 2023-02-06 13:00 | 2 | 1 | 1 | 1 | 1 | 1
879 | 2023-02-06 14:00 | 2 | 1 | 1 | 1 | 1 | 1
880 | 2023-02-06 15:00 | 2 | 1 | 1 | 1 | 1 | 1
881 | 2023-02-06 16:00 | 2 | 1 | 1 | 1 | 1 | 1
882 | 2023-02-06 17:00 | 2 | 1 | 1 | 1 | 1 | 1
883 | 2023-02-06 18:00 | 2 | 1 | 1 | 1 | 1 | 1
884 | 2023-02-06 19:00 | 2 | 1 | 1 | 1 | 1 | 1
885 | 2023-02-06 20:00 | 2 | 1 | 1 | 1 | 1 | 1
886 | 2023-02-06 21:00 | 2 | 1 | 1 | 1 | 1 | 1
887 | 2023-02-06 22:00 | 2 | 1 | 1 | 1 | 1 | 1
888 | 2023-02-06 23:00 | 2 | 1 | 1 | 1 | 1 | 1
889 | 2023-02-06 | 2 | 1 | 1 | 1 | 1 | 1
890 | 2023-02-07 01:00 | 2 | 1 | 1 | 1 | 1 | 1
891 | 2023-02-07 02:00 | 2 | 1 | 1 | 1 | 1 | 1
892 | 2023-02-07 03:00 | 2 | 1 | 1 | 1 | 1 | 1
893 | 2023-02-07 04:00 | 2 | 1 | 1 | 1 | 1 | 1
894 | 2023-02-07 05:00 | 2 | 1 | 1 | 1 | 1 | 1
895 | 2023-02-07 06:00 | 2 | 1 | 1 | 1 | 1 | 1
896 | 2023-02-07 07:00 | 2 | 1 | 1 | 1 | 1 | 1
897 | 2023-02-07 08:00 | 2 | 1 | 1 | 1 | 1 | 1
898 | 2023-02-07 09:00 | 2 | 1 | 1 | 1 | 1 | 1
899 | 2023-02-07 10:00 | 2 | 1 | 1 | 1 | 1 | 1
900 | 2023-02-07 11:00 | 2 | 1 | 1 | 1 | 1 | 1
901 | 2023-02-07 12:00 | 2 | 1 | 1 | 1 | 1 | 1
902 | 2023-02-07 13:00 | 2 | 1 | 1 | 1 | 1 | 1
903 | 2023-02-07 14:00 | 2 | 1 | 1 | 1 | 1 | 1
904 | 2023-02-07 15:00 | 2 | 1 | 1 | 1 | 1 | 1
905 | 2023-02-07 16:00 | 2 | 1 | 1 | 1 | 1 | 1
906 | 2023-02-07 17:00 | 2 | 1 | 1 | 1 | 1 | 1
907 | 2023-02-07 18:00 | 2 | 1 | 1 | 1 | 1 | 1
908 | 2023-02-07 19:00 | 2 | 1 | 1 | 1 | 1 | 1
909 | 2023-02-07 20:00 | 2 | 1 | 1 | 1 | 1 | 1
910 | 2023-02-07 21:00 | 2 | 1 | 1 | 1 | 1 | 1
911 | 2023-02-07 22:00 | 2 | 1 | 1 | 1 | 1 | 1
912 | 2023-02-07 23:00 | 2 | 1 | 1 | 1 | 1 | 1
913 | 2023-02-07 | 2 | 1 | 1 | 1 | 1 | 1
914 | 2023-02-08 01:00 | 2 | 1 | 1 | 1 | 1 | 1
915 | 2023-02-08 02:00 | 2 | 1 | 1 | 1 | 1 | 1
916 | 2023-02-08 03:00 | 2 | 1 | 1 | 1 | 1 | 1
917 | 2023-02-08 04:00 | 2 | 1 | 1 | 1 | 1 | 1
918 | 2023-02-08 05:00 | 2 | 1 | 1 | 1 | 1 | 1
919 | 2023-02-08 06:00 | 2 | 1 | 1 | 1 | 1 | 1
920 | 2023-02-08 07:00 | 2 | 1 | 1 | 1 | 1 | 1
921 | 2023-02-08 08:00 | 2 | 1 | 1 | 1 | 1 | 1
922 | 2023-02-08 09:00 | 2 | 1 | 1 | 1 | 1 | 1
923 | 2023-02-08 10:00 | 2 | 1 | 1 | 1 | 1 | 1
924 | 2023-02-08 11:00 | 2 | 1 | 1 | 1 | 1 | 1
925 | 2023-02-08 12:00 | 2 | 1 | 1 | 1 | 1 | 1
926 | 2023-02-08 13:00 | 2 | 1 | 1 | 1 | 1 | 1
927 | 2023-02-08 14:00 | 2 | 1 | 1 | 1 | 1 | 1
928 | 2023-02-08 15:00 | 2 | 1 | 1 | 1 | 1 | 1
929 | 2023-02-08 16:00 | 2 | 1 | 1 | 1 | 1 | 1
930 | 2023-02-08 17:00 | 2 | 1 | 1 | 1 | 1 | 1
931 | 2023-02-08 18:00 | 2 | 1 | 1 | 1 | 1 | 1
932 | 2023-02-08 19:00 | 2 | 1 | 1 | 1 | 1 | 1
933 | 2023-02-08 20:00 | 2 | 1 | 1 | 1 | 1 | 1
934 | 2023-02-08 21:00 | 2 | 1 | 1 | 1 | 1 | 1
935 | 2023-02-08 22:00 | 2 | 1 | 1 | 1 | 1 | 1
936 | 2023-02-08 23:00 | 2 | 1 | 1 | 1 | 1 | 1
937 | 2023-02-08 | 2 | 1 | 1 | 1 | 1 | 1
938 | 2023-02-09 01:00 | 2 | 1 | 1 | 1 | 1 | 1
939 | 2023-02-09 02:00 | 2 | 1 | 1 | 1 | 1 | 1
940 | 2023-02-09 03:00 | 2 | 1 | 1 | 1 | 1 | 1
941 | 2023-02-09 04:00 | 2 | 1 | 1 | 1 | 1 | 1
942 | 2023-02-09 05:00 | 2 | 1 | 1 | 1 | 1 | 1
943 | 2023-02-09 06:00 | 2 | 1 | 1 | 1 | 1 | 1
944 | 2023-02-09 07:00 | 2 | 1 | 1 | 1 | 1 | 1
945 | 2023-02-09 08:00 | 2 | 1 | 1 | 1 | 1 | 1
946 | 2023-02-09 09:00 | 2 | 1 | 1 | 1 | 1 | 1
947 | 2023-02-09 10:00 | 2 | 1 | 1 | 1 | 1 | 1
948 | 2023-02-09 11:00 | 2 | 1 | 1 | 1 | 1 | 1
949 | 2023-02-09 12:00 | 2 | 1 | 1 | 1 | 1 | 1
950 | 2023-02-09 13:00 | 2 | 1 | 1 | 1 | 1 | 1
951 | 2023-02-09 14:00 | 2 | 1 | 1 | 1 | 1 | 1
952 | 2023-02-09 15:00 | 2 | 1 | 1 | 1 | 1 | 1
953 | 2023-02-09 16:00 | 2 | 1 | 1 | 1 | 1 | 1
954 | 2023-02-09 17:00 | 2 | 1 | 1 | 1 | 1 | 1
955 | 2023-02-09 18:00 | 2 | 1 | 1 | 1 | 1 | 1
956 | 2023-02-09 19:00 | 2 | 1 | 1 | 1 | 1 | 1
957 | 2023-02-09 20:00 | 2 | 1 | 1 | 1 | 1 | 1
958 | 2023-02-09 21:00 | 2 | 1 | 1 | 1 | 1 | 1
959 | 2023-02-09 22:00 | 2 | 1 | 1 | 1 | 1 | 1
960 | 2023-02-09 23:00 | 2 | 1 | 1 | 1 | 1 | 1
961 | 2023-02-09 | 2 | 1 | 1 | 1 | 1 | 1
962 | 2023-02-10 01:00 | 2 | 1 | 1 | 1 | 1 | 1
963 | 2023-02-10 02:00 | 2 | 1 | 1 | 1 | 1 | 1
964 | 2023-02-10 03:00 | 2 | 1 | 1 | 1 | 1 | 1
965 | 2023-02-10 04:00 | 2 | 1 | 1 | 1 | 1 | 1
966 | 2023-02-10 05:00 | 2 | 1 | 1 | 1 | 1 | 1
967 | 2023-02-10 06:00 | 2 | 1 | 1 | 1 | 1 | 1
968 | 2023-02-10 07:00 | 2 | 1 | 1 | 1 | 1 | 1
969 | 2023-02-10 08:00 | 2 | 1 | 1 | 1 | 1 | 1
970 | 2023-02-10 09:00 | 2 | 1 | 1 | 1 | 1 | 1
971 | 2023-02-10 10:00 | 2 | 1 | 1 | 1 | 1 | 1
972 | 2023-02-10 11:00 | 2 | 1 | 1 | 1 | 1 | 1
973 | 2023-02-10 12:00 | 2 | 1 | 1 | 1 | 1 | 1
974 | 2023-02-10 13:00 | 2 | 1 | 1 | 1 | 1 | 1
975 | 2023-02-10 14:00 | 2 | 1 | 1 | 1 | 1 | 1
976 | 2023-02-10 15:00 | 2 | 1 | 1 | 1 | 1 | 1
977 | 2023-02-10 16:00 | 2 | 1 | 1 | 1 | 1 | 1
978 | 2023-02-10 17:00 | 2 | 1 | 1 | 1 | 1 | 1
979 | 2023-02-10 18:00 | 2 | 1 | 1 | 1 | 1 | 1
980 | 2023-02-10 19:00 | 2 | 1 | 1 | 1 | 1 | 1
981 | 2023-02-10 20:00 | 2 | 1 | 1 | 1 | 1 | 1
982 | 2023-02-10 21:00 | 2 | 1 | 1 | 1 | 1 | 1
983 | 2023-02-10 22:00 | 2 | 1 | 1 | 1 | 1 | 1
984 | 2023-02-10 23:00 | 2 | 1 | 1 | 1 | 1 | 1
985 | 2023-02-10 | 2 | 1 | 1 | 1 | 1 | 1
986 | 2023-02-11 01:00 | 2 | 1 | 1 | 1 | 1 | 1
987 | 2023-02-11 02:00 | 2 | 1 | 1 | 1 | 1 | 1
988 | 2023-02-11 03:00 | 2 | 1 | 1 | 1 | 1 | 1
989 | 2023-02-11 04:00 | 2 | 1 | 1 | 1 | 1 | 1
990 | 2023-02-11 05:00 | 2 | 1 | 1 | 1 | 1 | 1
991 | 2023-02-11 06:00 | 2 | 1 | 1 | 1 | 1 | 1
992 | 2023-02-11 07:00 | 2 | 1 | 1 | 1 | 1 | 1
993 | 2023-02-11 08:00 | 2 | 1 | 1 | 1 | 1 | 1
994 | 2023-02-11 09:00 | 2 | 1 | 1 | 1 | 1 | 1
995 | 2023-02-11 10:00 | 2 | 1 | 1 | 1 | 1 | 1
996 | 2023-02-11 11:00 | 2 | 1 | 1 | 1 | 1 | 1
997 | 2023-02-11 12:00 | 2 | 1 | 1 | 1 | 1 | 1
998 | 2023-02-11 13:00 | 2 | 1 | 1 | 1 | 1 | 1
999 | 2023-02-11 14:00 | 2 | 1 | 1 | 1 | 1 | 1
1000 | 2023-02-11 15:00 | 2 | 1 | 1 | 1 | 1 | 1
1001 | 2023-02-11 16:00 | 2 | 1 | 1 | 1 | 1 | 1
1002 | 2023-02-11 17:00 | 2 | 1 | 1 | 1 | 1 | 1
1003 | 2023-02-11 18:00 | 2 | 1 | 1 | 1 | 1 | 1
1004 | 2023-02-11 19:00 | 2 | 1 | 1 | 1 | 1 | 1
1005 | 2023-02-11 20:00 | 2 | 1 | 1 | 1 | 1 | 1
1006 | 2023-02-11 21:00 | 2 | 1 | 1 | 1 | 1 | 1
1007 | 2023-02-11 22:00 | 2 | 1 | 1 | 1 | 1 | 1
1008 | 2023-02-11 23:00 | 2 | 1 | 1 | 1 | 1 | 1
1009 | 2023-02-11 | 2 | 1 | 1 | 1 | 1 | 1
1010 | 2023-02-12 01:00 | 2 | 1 | 1 | 1 | 1 | 1
1011 | 2023-02-12 02:00 | 2 | 1 | 1 | 1 | 1 | 1
1012 | 2023-02-12 03:00 | 2 | 1 | 1 | 1 | 1 | 1
1013 | 2023-02-12 04:00 | 2 | 1 | 1 | 1 | 1 | 1
1014 | 2023-02-12 05:00 | 2 | 1 | 1 | 1 | 1 | 1
1015 | 2023-02-12 06:00 | 2 | 1 | 1 | 1 | 1 | 1
1016 | 2023-02-12 07:00 | 2 | 1 | 1 | 1 | 1 | 1
1017 | 2023-02-12 08:00 | 2 | 1 | 1 | 1 | 1 | 1
1018 | 2023-02-12 09:00 | 2 | 1 | 1 | 1 | 1 | 1
1019 | 2023-02-12 10:00 | 2 | 1 | 1 | 1 | 1 | 1
1020 | 2023-02-12 11:00 | 2 | 1 | 1 | 1 | 1 | 1
1021 | 2023-02-12 12:00 | 2 | 1 | 1 | 1 | 1 | 1
1022 | 2023-02-12 13:00 | 2 | 1 | 1 | 1 | 1 | 1
1023 | 2023-02-12 14:00 | 2 | 1 | 1 | 1 | 1 | 1
1024 | 2023-02-12 15:00 | 2 | 1 | 1 | 1 | 1 | 1
1025 | 2023-02-12 16:00 | 2 | 1 | 1 | 1 | 1 | 1
1026 | 2023-02-12 17:00 | 2 | 1 | 1 | 1 | 1 | 1
1027 | 2023-02-12 18:00 | 2 | 1 | 1 | 1 | 1 | 1
1028 | 2023-02-12 19:00 | 2 | 1 | 1 | 1 | 1 | 1
1029 | 2023-02-12 20:00 | 2 | 1 | 1 | 1 | 1 | 1
1030 | 2023-02-12 21:00 | 2 | 1 | 1 | 1 | 1 | 1
1031 | 2023-02-12 22:00 | 2 | 1 | 1 | 1 | 1 | 1
1032 | 2023-02-12 23:00 | 2 | 1 | 1 | 1 | 1 | 1
1033 | 2023-02-12 | 2 | 1 | 1 | 1 | 1 | 1
1034 | 2023-02-13 01:00 | 2 | 1 | 1 | 1 | 1 | 1
1035 | 2023-02-13 02:00 | 2 | 1 | 1 | 1 | 1 | 1
1036 | 2023-02-13 03:00 | 2 | 1 | 1 | 1 | 1 | 1
1037 | 2023-02-13 04:00 | 2 | 1 | 1 | 1 | 1 | 1
1038 | 2023-02-13 05:00 | 2 | 1 | 1 | 1 | 1 | 1
1039 | 2023-02-13 06:00 | 2 | 1 | 1 | 1 | 1 | 1
1040 | 2023-02-13 07:00 | 2 | 1 | 1 | 1 | 1 | 1
1041 | 2023-02-13 08:00 | 2 | 1 | 1 | 1 | 1 | 1
1042 | 2023-02-13 09:00 | 2 | 1 | 1 | 1 | 1 | 1
1043 | 2023-02-13 10:00 | 2 | 1 | 1 | 1 | 1 | 1
1044 | 2023-02-13 11:00 | 2 | 1 | 1 | 1 | 1 | 1
1045 | 2023-02-13 12:00 | 2 | 1 | 1 | 1 | 1 | 1
1046 | 2023-02-13 13:00 | 2 | 1 | 1 | 1 | 1 | 1
1047 | 2023-02-13 14:00 | 2 | 1 | 1 | 1 | 1 | 1
1048 | 2023-02-13 15:00 | 2 | 1 | 1 | 1 | 1 | 1
1049 | 2023-02-13 16:00 | 2 | 1 | 1 | 1 | 1 | 1
1050 | 2023-02-13 17:00 | 2 | 1 | 1 | 1 | 1 | 1
1051 | 2023-02-13 18:00 | 2 | 1 | 1 | 1 | 1 | 1
1052 | 2023-02-13 19:00 | 2 | 1 | 1 | 1 | 1 | 1
1053 | 2023-02-13 20:00 | 2 | 1 | 1 | 1 | 1 | 1
1054 | 2023-02-13 21:00 | 2 | 1 | 1 | 1 | 1 | 1
1055 | 2023-02-13 22:00 | 2 | 1 | 1 | 1 | 1 | 1
1056 | 2023-02-13 23:00 | 2 | 1 | 1 | 1 | 1 | 1
1057 | 2023-02-13 | 2 | 1 | 1 | 1 | 1 | 1
1058 | 2023-02-14 01:00 | 2 | 1 | 1 | 1 | 1 | 1
1059 | 2023-02-14 02:00 | 2 | 1 | 1 | 1 | 1 | 1
1060 | 2023-02-14 03:00 | 2 | 1 | 1 | 1 | 1 | 1
1061 | 2023-02-14 04:00 | 2 | 1 | 1 | 1 | 1 | 1
1062 | 2023-02-14 05:00 | 2 | 1 | 1 | 1 | 1 | 1
1063 | 2023-02-14 06:00 | 2 | 1 | 1 | 1 | 1 | 1
1064 | 2023-02-14 07:00 | 2 | 1 | 1 | 1 | 1 | 1
1065 | 2023-02-14 08:00 | 2 | 1 | 1 | 1 | 1 | 1
1066 | 2023-02-14 09:00 | 2 | 1 | 1 | 1 | 1 | 1
1067 | 2023-02-14 10:00 | 2 | 1 | 1 | 1 | 1 | 1
1068 | 2023-02-14 11:00 | 2 | 1 | 1 | 1 | 1 | 1
1069 | 2023-02-14 12:00 | 2 | 1 | 1 | 1 | 1 | 1
1070 | 2023-02-14 13:00 | 2 | 1 | 1 | 1 | 1 | 1
1071 | 2023-02-14 14:00 | 2 | 1 | 1 | 1 | 1 | 1
1072 | 2023-02-14 15:00 | 2 | 1 | 1 | 1 | 1 | 1
1073 | 2023-02-14 16:00 | 2 | 1 | 1 | 1 | 1 | 1
1074 | 2023-02-14 17:00 | 2 | 1 | 1 | 1 | 1 | 1
1075 | 2023-02-14 18:00 | 2 | 1 | 1 | 1 | 1 | 1
1076 | 2023-02-14 19:00 | 2 | 1 | 1 | 1 | 1 | 1
1077 | 2023-02-14 20:00 | 2 | 1 | 1 | 1 | 1 | 1
1078 | 2023-02-14 21:00 | 2 | 1 | 1 | 1 | 1 | 1
1079 | 2023-02-14 22:00 | 2 | 1 | 1 | 1 | 1 | 1
1080 | 2023-02-14 23:00 | 2 | 1 | 1 | 1 | 1 | 1
1081 | 2023-02-14 | 2 | 1 | 1 | 1 | 1 | 1
1082 | 2023-02-15 01:00 | 2 | 1 | 1 | 1 | 1 | 1
1083 | 2023-02-15 02:00 | 2 | 1 | 1 | 1 | 1 | 1
1084 | 2023-02-15 03:00 | 2 | 1 | 1 | 1 | 1 | 1
1085 | 2023-02-15 04:00 | 2 | 1 | 1 | 1 | 1 | 1
1086 | 2023-02-15 05:00 | 2 | 1 | 1 | 1 | 1 | 1
1087 | 2023-02-15 06:00 | 2 | 1 | 1 | 1 | 1 | 1
1088 | 2023-02-15 07:00 | 2 | 1 | 1 | 1 | 1 | 1
1089 | 2023-02-15 08:00 | 2 | 1 | 1 | 1 | 1 | 1
1090 | 2023-02-15 09:00 | 2 | 1 | 1 | 1 | 1 | 1
1091 | 2023-02-15 10:00 | 2 | 1 | 1 | 1 | 1 | 1
1092 | 2023-02-15 11:00 | 2 | 1 | 1 | 1 | 1 | 1
1093 | 2023-02-15 12:00 | 2 | 1 | 1 | 1 | 1 | 1
1094 | 2023-02-15 13:00 | 2 | 1 | 1 | 1 | 1 | 1
1095 | 2023-02-15 14:00 | 2 | 1 | 1 | 1 | 1 | 1
1096 | 2023-02-15 15:00 | 2 | 1 | 1 | 1 | 1 | 1
1097 | 2023-02-15 16:00 | 2 | 1 | 1 | 1 | 1 | 1
1098 | 2023-02-15 17:00 | 2 | 1 | 1 | 1 | 1 | 1
1099 | 2023-02-15 18:00 | 2 | 1 | 1 | 1 | 1 | 1
1100 | 2023-02-15 19:00 | 2 | 1 | 1 | 1 | 1 | 1
1101 | 2023-02-15 20:00 | 2 | 1 | 1 | 1 | 1 | 1
1102 | 2023-02-15 21:00 | 2 | 1 | 1 | 1 | 1 | 1
1103 | 2023-02-15 22:00 | 2 | 1 | 1 | 1 | 1 | 1
1104 | 2023-02-15 23:00 | 2 | 1 | 1 | 1 | 1 | 1
1105 | 2023-02-15 | 2 | 1 | 1 | 1 | 1 | 1
1106 | 2023-02-16 01:00 | 2 | 1 | 1 | 1 | 1 | 1
1107 | 2023-02-16 02:00 | 2 | 1 | 1 | 1 | 1 | 1
1108 | 2023-02-16 03:00 | 2 | 1 | 1 | 1 | 1 | 1
1109 | 2023-02-16 04:00 | 2 | 1 | 1 | 1 | 1 | 1
1110 | 2023-02-16 05:00 | 2 | 1 | 1 | 1 | 1 | 1
1111 | 2023-02-16 06:00 | 2 | 1 | 1 | 1 | 1 | 1
1112 | 2023-02-16 07:00 | 2 | 1 | 1 | 1 | 1 | 1
1113 | 2023-02-16 08:00 | 2 | 1 | 1 | 1 | 1 | 1
1114 | 2023-02-16 09:00 | 2 | 1 | 1 | 1 | 1 | 1
1115 | 2023-02-16 10:00 | 2 | 1 | 1 | 1 | 1 | 1
1116 | 2023-02-16 11:00 | 2 | 1 | 1 | 1 | 1 | 1
1117 | 2023-02-16 12:00 | 2 | 1 | 1 | 1 | 1 | 1
1118 | 2023-02-16 13:00 | 2 | 1 | 1 | 1 | 1 | 1
1119 | 2023-02-16 14:00 | 2 | 1 | 1 | 1 | 1 | 1
1120 | 2023-02-16 15:00 | 2 | 1 | 1 | 1 | 1 | 1
1121 | 2023-02-16 16:00 | 2 | 1 | 1 | 1 | 1 | 1
1122 | 2023-02-16 17:00 | 2 | 1 | 1 | 1 | 1 | 1
1123 | 2023-02-16 18:00 | 2 | 1 | 1 | 1 | 1 | 1
1124 | 2023-02-16 19:00 | 2 | 1 | 1 | 1 | 1 | 1
1125 | 2023-02-16 20:00 | 2 | 1 | 1 | 1 | 1 | 1
1126 | 2023-02-16 21:00 | 2 | 1 | 1 | 1 | 1 | 1
1127 | 2023-02-16 22:00 | 2 | 1 | 1 | 1 | 1 | 1
1128 | 2023-02-16 23:00 | 2 | 1 | 1 | 1 | 1 | 1
1129 | 2023-02-16 | 2 | 1 | 1 | 1 | 1 | 1
1130 | 2023-02-17 01:00 | 2 | 1 | 1 | 1 | 1 | 1
1131 | 2023-02-17 02:00 | 2 | 1 | 1 | 1 | 1 | 1
1132 | 2023-02-17 03:00 | 2 | 1 | 1 | 1 | 1 | 1
1133 | 2023-02-17 04:00 | 2 | 1 | 1 | 1 | 1 | 1
1134 | 2023-02-17 05:00 | 2 | 1 | 1 | 1 | 1 | 1
1135 | 2023-02-17 06:00 | 2 | 1 | 1 | 1 | 1 | 1
1136 | 2023-02-17 07:00 | 2 | 1 | 1 | 1 | 1 | 1
1137 | 2023-02-17 08:00 | 2 | 1 | 1 | 1 | 1 | 1
1138 | 2023-02-17 09:00 | 2 | 1 | 1 | 1 | 1 | 1
1139 | 2023-02-17 10:00 | 2 | 1 | 1 | 1 | 1 | 1
1140 | 2023-02-17 11:00 | 2 | 1 | 1 | 1 | 1 | 1
1141 | 2023-02-17 12:00 | 2 | 1 | 1 | 1 | 1 | 1
1142 | 2023-02-17 13:00 | 2 | 1 | 1 | 1 | 1 | 1
1143 | 2023-02-17 14:00 | 2 | 1 | 1 | 1 | 1 | 1
1144 | 2023-02-17 15:00 | 2 | 1 | 1 | 1 | 1 | 1
1145 | 2023-02-17 16:00 | 2 | 1 | 1 | 1 | 1 | 1
1146 | 2023-02-17 17:00 | 2 | 1 | 1 | 1 | 1 | 1
1147 | 2023-02-17 18:00 | 2 | 1 | 1 | 1 | 1 | 1
1148 | 2023-02-17 19:00 | 2 | 1 | 1 | 1 | 1 | 1
1149 | 2023-02-17 20:00 | 2 | 1 | 1 | 1 | 1 | 1
1150 | 2023-02-17 21:00 | 2 | 1 | 1 | 1 | 1 | 1
1151 | 2023-02-17 22:00 | 2 | 1 | 1 | 1 | 1 | 1
1152 | 2023-02-17 23:00 | 2 | 1 | 1 | 1 | 1 | 1
1153 | 2023-02-17 | 2 | 1 | 1 | 1 | 1 | 1
1154 | 2023-02-18 01:00 | 2 | 1 | 1 | 1 | 1 | 1
1155 | 2023-02-18 02:00 | 2 | 1 | 1 | 1 | 1 | 1
1156 | 2023-02-18 03:00 | 2 | 1 | 1 | 1 | 1 | 1
1157 | 2023-02-18 04:00 | 2 | 1 | 1 | 1 | 1 | 1
1158 | 2023-02-18 05:00 | 2 | 1 | 1 | 1 | 1 | 1
1159 | 2023-02-18 06:00 | 2 | 1 | 1 | 1 | 1 | 1
1160 | 2023-02-18 07:00 | 2 | 1 | 1 | 1 | 1 | 1
1161 | 2023-02-18 08:00 | 2 | 1 | 1 | 1 | 1 | 1
1162 | 2023-02-18 09:00 | 2 | 1 | 1 | 1 | 1 | 1
1163 | 2023-02-18 10:00 | 2 | 1 | 1 | 1 | 1 | 1
1164 | 2023-02-18 11:00 | 2 | 1 | 1 | 1 | 1 | 1
1165 | 2023-02-18 12:00 | 2 | 1 | 1 | 1 | 1 | 1
1166 | 2023-02-18 13:00 | 2 | 1 | 1 | 1 | 1 | 1
1167 | 2023-02-18 14:00 | 2 | 1 | 1 | 1 | 1 | 1
1168 | 2023-02-18 15:00 | 2 | 1 | 1 | 1 | 1 | 1
1169 | 2023-02-18 16:00 | 2 | 1 | 1 | 1 | 1 | 1
1170 | 2023-02-18 17:00 | 2 | 1 | 1 | 1 | 1 | 1
1171 | 2023-02-18 18:00 | 2 | 1 | 1 | 1 | 1 | 1
1172 | 2023-02-18 19:00 | 2 | 1 | 1 | 1 | 1 | 1
1173 | 2023-02-18 20:00 | 2 | 1 | 1 | 1 | 1 | 1
1174 | 2023-02-18 21:00 | 2 | 1 | 1 | 1 | 1 | 1
1175 | 2023-02-18 22:00 | 2 | 1 | 1 | 1 | 1 | 1
1176 | 2023-02-18 23:00 | 2 | 1 | 1 | 1 | 1 | 1
1177 | 2023-02-18 | 2 | 1 | 1 | 1 | 1 | 1
1178 | 2023-02-19 01:00 | 2 | 1 | 1 | 1 | 1 | 1
1179 | 2023-02-19 02:00 | 2 | 1 | 1 | 1 | 1 | 1
1180 | 2023-02-19 03:00 | 2 | 1 | 1 | 1 | 1 | 1
1181 | 2023-02-19 04:00 | 2 | 1 | 1 | 1 | 1 | 1
1182 | 2023-02-19 05:00 | 2 | 1 | 1 | 1 | 1 | 1
1183 | 2023-02-19 06:00 | 2 | 1 | 1 | 1 | 1 | 1
1184 | 2023-02-19 07:00 | 2 | 1 | 1 | 1 | 1 | 1
1185 | 2023-02-19 08:00 | 2 | 1 | 1 | 1 | 1 | 1
1186 | 2023-02-19 09:00 | 2 | 1 | 1 | 1 | 1 | 1
1187 | 2023-02-19 10:00 | 2 | 1 | 1 | 1 | 1 | 1
1188 | 2023-02-19 11:00 | 2 | 1 | 1 | 1 | 1 | 1
1189 | 2023-02-19 12:00 | 2 | 1 | 1 | 1 | 1 | 1
1190 | 2023-02-19 13:00 | 2 | 1 | 1 | 1 | 1 | 1
1191 | 2023-02-19 14:00 | 2 | 1 | 1 | 1 | 1 | 1
1192 | 2023-02-19 15:00 | 2 | 1 | 1 | 1 | 1 | 1
1193 | 2023-02-19 16:00 | 2 | 1 | 1 | 1 | 1 | 1
1194 | 2023-02-19 17:00 | 2 | 1 | 1 | 1 | 1 | 1
1195 | 2023-02-19 18:00 | 2 | 1 | 1 | 1 | 1 | 1
1196 | 2023-02-19 19:00 | 2 | 1 | 1 | 1 | 1 | 1
1197 | 2023-02-19 20:00 | 2 | 1 | 1 | 1 | 1 | 1
1198 | 2023-02-19 21:00 | 2 | 1 | 1 | 1 | 1 | 1
1199 | 2023-02-19 22:00 | 2 | 1 | 1 | 1 | 1 | 1
1200 | 2023-02-19 23:00 | 2 | 1 | 1 | 1 | 1 | 1
1201 | 2023-02-19 | 2 | 1 | 1 | 1 | 1 | 1
1202 | 2023-02-20 01:00 | 2 | 1 | 1 | 1 | 1 | 1
1203 | 2023-02-20 02:00 | 2 | 1 | 1 | 1 | 1 | 1
1204 | 2023-02-20 03:00 | 2 | 1 | 1 | 1 | 1 | 1
1205 | 2023-02-20 04:00 | 2 | 1 | 1 | 1 | 1 | 1
1206 | 2023-02-20 05:00 | 2 | 1 | 1 | 1 | 1 | 1
1207 | 2023-02-20 06:00 | 2 | 1 | 1 | 1 | 1 | 1
1208 | 2023-02-20 07:00 | 2 | 1 | 1 | 1 | 1 | 1
1209 | 2023-02-20 08:00 | 2 | 1 | 1 | 1 | 1 | 1
1210 | 2023-02-20 09:00 | 2 | 1 | 1 | 1 | 1 | 1
1211 | 2023-02-20 10:00 | 2 | 1 | 1 | 1 | 1 | 1
1212 | 2023-02-20 11:00 | 2 | 1 | 1 | 1 | 1 | 1
1213 | 2023-02-20 12:00 | 2 | 1 | 1 | 1 | 1 | 1
1214 | 2023-02-20 13:00 | 2 | 1 | 1 | 1 | 1 | 1
1215 | 2023-02-20 14:00 | 2 | 1 | 1 | 1 | 1 | 1
1216 | 2023-02-20 15:00 | 2 | 1 | 1 | 1 | 1 | 1
1217 | 2023-02-20 16:00 | 2 | 1 | 1 | 1 | 1 | 1
1218 | 2023-02-20 17:00 | 2 | 1 | 1 | 1 | 1 | 1
1219 | 2023-02-20 18:00 | 2 | 1 | 1 | 1 | 1 | 1
1220 | 2023-02-20 19:00 | 2 | 1 | 1 | 1 | 1 | 1
1221 | 2023-02-20 20:00 | 2 | 1 | 1 | 1 | 1 | 1
1222 | 2023-02-20 21:00 | 2 | 1 | 1 | 1 | 1 | 1
1223 | 2023-02-20 22:00 | 2 | 1 | 1 | 1 | 1 | 1
1224 | 2023-02-20 23:00 | 2 | 1 | 1 | 1 | 1 | 1
1225 | 2023-02-20 | 2 | 1 | 1 | 1 | 1 | 1
1226 | 2023-02-21 01:00 | 2 | 1 | 1 | 1 | 1 | 1
1227 | 2023-02-21 02:00 | 2 | 1 | 1 | 1 | 1 | 1
1228 | 2023-02-21 03:00 | 2 | 1 | 1 | 1 | 1 | 1
1229 | 2023-02-21 04:00 | 2 | 1 | 1 | 1 | 1 | 1
1230 | 2023-02-21 05:00 | 2 | 1 | 1 | 1 | 1 | 1
1231 | 2023-02-21 06:00 | 2 | 1 | 1 | 1 | 1 | 1
1232 | 2023-02-21 07:00 | 2 | 1 | 1 | 1 | 1 | 1
1233 | 2023-02-21 08:00 | 2 | 1 | 1 | 1 | 1 | 1
1234 | 2023-02-21 09:00 | 2 | 1 | 1 | 1 | 1 | 1
1235 | 2023-02-21 10:00 | 2 | 1 | 1 | 1 | 1 | 1
1236 | 2023-02-21 11:00 | 2 | 1 | 1 | 1 | 1 | 1
1237 | 2023-02-21 12:00 | 2 | 1 | 1 | 1 | 1 | 1
1238 | 2023-02-21 13:00 | 2 | 1 | 1 | 1 | 1 | 1
1239 | 2023-02-21 14:00 | 2 | 1 | 1 | 1 | 1 | 1
1240 | 2023-02-21 15:00 | 2 | 1 | 1 | 1 | 1 | 1
1241 | 2023-02-21 16:00 | 2 | 1 | 1 | 1 | 1 | 1
1242 | 2023-02-21 17:00 | 2 | 1 | 1 | 1 | 1 | 1
1243 | 2023-02-21 18:00 | 2 | 1 | 1 | 1 | 1 | 1
1244 | 2023-02-21 19:00 | 2 | 1 | 1 | 1 | 1 | 1
1245 | 2023-02-21 20:00 | 2 | 1 | 1 | 1 | 1 | 1
1246 | 2023-02-21 21:00 | 2 | 1 | 1 | 1 | 1 | 1
1247 | 2023-02-21 22:00 | 2 | 1 | 1 | 1 | 1 | 1
1248 | 2023-02-21 23:00 | 2 | 1 | 1 | 1 | 1 | 1
1249 | 2023-02-21 | 2 | 1 | 1 | 1 | 1 | 1
1250 | 2023-02-22 01:00 | 2 | 1 | 1 | 1 | 1 | 1
1251 | 2023-02-22 02:00 | 2 | 1 | 1 | 1 | 1 | 1
1252 | 2023-02-22 03:00 | 2 | 1 | 1 | 1 | 1 | 1
1253 | 2023-02-22 04:00 | 2 | 1 | 1 | 1 | 1 | 1
1254 | 2023-02-22 05:00 | 2 | 1 | 1 | 1 | 1 | 1
1255 | 2023-02-22 06:00 | 2 | 1 | 1 | 1 | 1 | 1
1256 | 2023-02-22 07:00 | 2 | 1 | 1 | 1 | 1 | 1
1257 | 2023-02-22 08:00 | 2 | 1 | 1 | 1 | 1 | 1
1258 | 2023-02-22 09:00 | 2 | 1 | 1 | 1 | 1 | 1
1259 | 2023-02-22 10:00 | 2 | 1 | 1 | 1 | 1 | 1
1260 | 2023-02-22 11:00 | 2 | 1 | 1 | 1 | 1 | 1
1261 | 2023-02-22 12:00 | 2 | 1 | 1 | 1 | 1 | 1
1262 | 2023-02-22 13:00 | 2 | 1 | 1 | 1 | 1 | 1
1263 | 2023-02-22 14:00 | 2 | 1 | 1 | 1 | 1 | 1
1264 | 2023-02-22 15:00 | 2 | 1 | 1 | 1 | 1 | 1
1265 | 2023-02-22 16:00 | 2 | 1 | 1 | 1 | 1 | 1
1266 | 2023-02-22 17:00 | 2 | 1 | 1 | 1 | 1 | 1
1267 | 2023-02-22 18:00 | 2 | 1 | 1 | 1 | 1 | 1
1268 | 2023-02-22 19:00 | 2 | 1 | 1 | 1 | 1 | 1
1269 | 2023-02-22 20:00 | 2 | 1 | 1 | 1 | 1 | 1
1270 | 2023-02-22 21:00 | 2 | 1 | 1 | 1 | 1 | 1
1271 | 2023-02-22 22:00 | 2 | 1 | 1 | 1 | 1 | 1
1272 | 2023-02-22 23:00 | 2 | 1 | 1 | 1 | 1 | 1
1273 | 2023-02-22 | 2 | 1 | 1 | 1 | 1 | 1
1274 | 2023-02-23 01:00 | 2 | 1 | 1 | 1 | 1 | 1
1275 | 2023-02-23 02:00 | 2 | 1 | 1 | 1 | 1 | 1
1276 | 2023-02-23 03:00 | 2 | 1 | 1 | 1 | 1 | 1
1277 | 2023-02-23 04:00 | 2 | 1 | 1 | 1 | 1 | 1
1278 | 2023-02-23 05:00 | 2 | 1 | 1 | 1 | 1 | 1
1279 | 2023-02-23 06:00 | 2 | 1 | 1 | 1 | 1 | 1
1280 | 2023-02-23 07:00 | 2 | 1 | 1 | 1 | 1 | 1
1281 | 2023-02-23 08:00 | 2 | 1 | 1 | 1 | 1 | 1
1282 | 2023-02-23 09:00 | 2 | 1 | 1 | 1 | 1 | 1
1283 | 2023-02-23 10:00 | 2 | 1 | 1 | 1 | 1 | 1
1284 | 2023-02-23 11:00 | 2 | 1 | 1 | 1 | 1 | 1
1285 | 2023-02-23 12:00 | 2 | 1 | 1 | 1 | 1 | 1
1286 | 2023-02-23 13:00 | 2 | 1 | 1 | 1 | 1 | 1
1287 | 2023-02-23 14:00 | 2 | 1 | 1 | 1 | 1 | 1
1288 | 2023-02-23 15:00 | 2 | 1 | 1 | 1 | 1 | 1
1289 | 2023-02-23 16:00 | 2 | 1 | 1 | 1 | 1 | 1
1290 | 2023-02-23 17:00 | 2 | 1 | 1 | 1 | 1 | 1
1291 | 2023-02-23 18:00 | 2 | 1 | 1 | 1 | 1 | 1
1292 | 2023-02-23 19:00 | 2 | 1 | 1 | 1 | 1 | 1
1293 | 2023-02-23 20:00 | 2 | 1 | 1 | 1 | 1 | 1
1294 | 2023-02-23 21:00 | 2 | 1 | 1 | 1 | 1 | 1
1295 | 2023-02-23 22:00 | 2 | 1 | 1 | 1 | 1 | 1
1296 | 2023-02-23 23:00 | 2 | 1 | 1 | 1 | 1 | 1
1297 | 2023-02-23 | 2 | 1 | 1 | 1 | 1 | 1
1298 | 2023-02-24 01:00 | 2 | 1 | 1 | 1 | 1 | 1
1299 | 2023-02-24 02:00 | 2 | 1 | 1 | 1 | 1 | 1
1300 | 2023-02-24 03:00 | 2 | 1 | 1 | 1 | 1 | 1
1301 | 2023-02-24 04:00 | 2 | 1 | 1 | 1 | 1 | 1
1302 | 2023-02-24 05:00 | 2 | 1 | 1 | 1 | 1 | 1
1303 | 2023-02-24 06:00 | 2 | 1 | 1 | 1 | 1 | 1
1304 | 2023-02-24 07:00 | 2 | 1 | 1 | 1 | 1 | 1
1305 | 2023-02-24 08:00 | 2 | 1 | 1 | 1 | 1 | 1
1306 | 2023-02-24 09:00 | 2 | 1 | 1 | 1 | 1 | 1
1307 | 2023-02-24 10:00 | 2 | 1 | 1 | 1 | 1 | 1
1308 | 2023-02-24 11:00 | 2 | 1 | 1 | 1 | 1 | 1
1309 | 2023-02-24 12:00 | 2 | 1 | 1 | 1 | 1 | 1
1310 | 2023-02-24 13:00 | 2 | 1 | 1 | 1 | 1 | 1
1311 | 2023-02-24 14:00 | 2 | 1 | 1 | 1 | 1 | 1
1312 | 2023-02-24 15:00 | 2 | 1 | 1 | 1 | 1 | 1
1313 | 2023-02-24 16:00 | 2 | 1 | 1 | 1 | 1 | 1
1314 | 2023-02-24 17:00 | 2 | 1 | 1 | 1 | 1 | 1
1315 | 2023-02-24 18:00 | 2 | 1 | 1 | 1 | 1 | 1
1316 | 2023-02-24 19:00 | 2 | 1 | 1 | 1 | 1 | 1
1317 | 2023-02-24 20:00 | 2 | 1 | 1 | 1 | 1 | 1
1318 | 2023-02-24 21:00 | 2 | 1 | 1 | 1 | 1 | 1
1319 | 2023-02-24 22:00 | 2 | 1 | 1 | 1 | 1 | 1
1320 | 2023-02-24 23:00 | 2 | 1 | 1 | 1 | 1 | 1
1321 | 2023-02-24 | 2 | 1 | 1 | 1 | 1 | 1
1322 | 2023-02-25 01:00 | 2 | 1 | 1 | 1 | 1 | 1
1323 | 2023-02-25 02:00 | 2 | 1 | 1 | 1 | 1 | 1
1324 | 2023-02-25 03:00 | 2 | 1 | 1 | 1 | 1 | 1
1325 | 2023-02-25 04:00 | 2 | 1 | 1 | 1 | 1 | 1
1326 | 2023-02-25 05:00 | 2 | 1 | 1 | 1 | 1 | 1
1327 | 2023-02-25 06:00 | 2 | 1 | 1 | 1 | 1 | 1
1328 | 2023-02-25 07:00 | 2 | 1 | 1 | 1 | 1 | 1
1329 | 2023-02-25 08:00 | 2 | 1 | 1 | 1 | 1 | 1
1330 | 2023-02-25 09:00 | 2 | 1 | 1 | 1 | 1 | 1
1331 | 2023-02-25 10:00 | 2 | 1 | 1 | 1 | 1 | 1
1332 | 2023-02-25 11:00 | 2 | 1 | 1 | 1 | 1 | 1
1333 | 2023-02-25 12:00 | 2 | 1 | 1 | 1 | 1 | 1
1334 | 2023-02-25 13:00 | 2 | 1 | 1 | 1 | 1 | 1
1335 | 2023-02-25 14:00 | 2 | 1 | 1 | 1 | 1 | 1
1336 | 2023-02-25 15:00 | 2 | 1 | 1 | 1 | 1 | 1
1337 | 2023-02-25 16:00 | 2 | 1 | 1 | 1 | 1 | 1
1338 | 2023-02-25 17:00 | 2 | 1 | 1 | 1 | 1 | 1
1339 | 2023-02-25 18:00 | 2 | 1 | 1 | 1 | 1 | 1
1340 | 2023-02-25 19:00 | 2 | 1 | 1 | 1 | 1 | 1
1341 | 2023-02-25 20:00 | 2 | 1 | 1 | 1 | 1 | 1
1342 | 2023-02-25 21:00 | 2 | 1 | 1 | 1 | 1 | 1
1343 | 2023-02-25 22:00 | 2 | 1 | 1 | 1 | 1 | 1
1344 | 2023-02-25 23:00 | 2 | 1 | 1 | 1 | 1 | 1
1345 | 2023-02-25 | 2 | 1 | 1 | 1 | 1 | 1
1346 | 2023-02-26 01:00 | 2 | 1 | 1 | 1 | 1 | 1
1347 | 2023-02-26 02:00 | 2 | 1 | 1 | 1 | 1 | 1
1348 | 2023-02-26 03:00 | 2 | 1 | 1 | 1 | 1 | 1
1349 | 2023-02-26 04:00 | 2 | 1 | 1 | 1 | 1 | 1
1350 | 2023-02-26 05:00 | 2 | 1 | 1 | 1 | 1 | 1
1351 | 2023-02-26 06:00 | 2 | 1 | 1 | 1 | 1 | 1
1352 | 2023-02-26 07:00 | 2 | 1 | 1 | 1 | 1 | 1
1353 | 2023-02-26 08:00 | 2 | 1 | 1 | 1 | 1 | 1
1354 | 2023-02-26 09:00 | 2 | 1 | 1 | 1 | 1 | 1
1355 | 2023-02-26 10:00 | 2 | 1 | 1 | 1 | 1 | 1
1356 | 2023-02-26 11:00 | 2 | 1 | 1 | 1 | 1 | 1
1357 | 2023-02-26 12:00 | 2 | 1 | 1 | 1 | 1 | 1
1358 | 2023-02-26 13:00 | 2 | 1 | 1 | 1 | 1 | 1
1359 | 2023-02-26 14:00 | 2 | 1 | 1 | 1 | 1 | 1
1360 | 2023-02-26 15:00 | 2 | 1 | 1 | 1 | 1 | 1
1361 | 2023-02-26 16:00 | 2 | 1 | 1 | 1 | 1 | 1
1362 | 2023-02-26 17:00 | 2 | 1 | 1 | 1 | 1 | 1
1363 | 2023-02-26 18:00 | 2 | 1 | 1 | 1 | 1 | 1
1364 | 2023-02-26 19:00 | 2 | 1 | 1 | 1 | 1 | 1
1365 | 2023-02-26 20:00 | 2 | 1 | 1 | 1 | 1 | 1
1366 | 2023-02-26 21:00 | 2 | 1 | 1 | 1 | 1 | 1
1367 | 2023-02-26 22:00 | 2 | 1 | 1 | 1 | 1 | 1
1368 | 2023-02-26 23:00 | 2 | 1 | 1 | 1 | 1 | 1
1369 | 2023-02-26 | 2 | 1 | 1 | 1 | 1 | 1
1370 | 2023-02-27 01:00 | 2 | 1 | 1 | 1 | 1 | 1
1371 | 2023-02-27 02:00 | 2 | 1 | 1 | 1 | 1 | 1
1372 | 2023-02-27 03:00 | 2 | 1 | 1 | 1 | 1 | 1
1373 | 2023-02-27 04:00 | 2 | 1 | 1 | 1 | 1 | 1
1374 | 2023-02-27 05:00 | 2 | 1 | 1 | 1 | 1 | 1
1375 | 2023-02-27 06:00 | 2 | 1 | 1 | 1 | 1 | 1
1376 | 2023-02-27 07:00 | 2 | 1 | 1 | 1 | 1 | 1
1377 | 2023-02-27 08:00 | 2 | 1 | 1 | 1 | 1 | 1
1378 | 2023-02-27 09:00 | 2 | 1 | 1 | 1 | 1 | 1
1379 | 2023-02-27 10:00 | 2 | 1 | 1 | 1 | 1 | 1
1380 | 2023-02-27 11:00 | 2 | 1 | 1 | 1 | 1 | 1
1381 | 2023-02-27 12:00 | 2 | 1 | 1 | 1 | 1 | 1
1382 | 2023-02-27 13:00 | 2 | 1 | 1 | 1 | 1 | 1
1383 | 2023-02-27 14:00 | 2 | 1 | 1 | 1 | 1 | 1
1384 | 2023-02-27 15:00 | 2 | 1 | 1 | 1 | 1 | 1
1385 | 2023-02-27 16:00 | 2 | 1 | 1 | 1 | 1 | 1
1386 | 2023-02-27 17:00 | 2 | 1 | 1 | 1 | 1 | 1
1387 | 2023-02-27 18:00 | 2 | 1 | 1 | 1 | 1 | 1
1388 | 2023-02-27 19:00 | 2 | 1 | 1 | 1 | 1 | 1
1389 | 2023-02-27 20:00 | 2 | 1 | 1 | 1 | 1 | 1
1390 | 2023-02-27 21:00 | 2 | 1 | 1 | 1 | 1 | 1
1391 | 2023-02-27 22:00 | 2 | 1 | 1 | 1 | 1 | 1
1392 | 2023-02-27 23:00 | 2 | 1 | 1 | 1 | 1 | 1
1393 | 2023-02-27 | 2 | 1 | 1 | 1 | 1 | 1
1394 | 2023-02-28 01:00 | 2 | 1 | 1 | 1 | 1 | 1
1395 | 2023-02-28 02:00 | 2 | 1 | 1 | 1 | 1 | 1
1396 | 2023-02-28 03:00 | 2 | 1 | 1 | 1 | 1 | 1
1397 | 2023-02-28 04:00 | 2 | 1 | 1 | 1 | 1 | 1
1398 | 2023-02-28 05:00 | 2 | 1 | 1 | 1 | 1 | 1
1399 | 2023-02-28 06:00 | 2 | 1 | 1 | 1 | 1 | 1
1400 | 2023-02-28 07:00 | 2 | 1 | 1 | 1 | 1 | 1
1401 | 2023-02-28 08:00 | 2 | 1 | 1 | 1 | 1 | 1
1402 | 2023-02-28 09:00 | 2 | 1 | 1 | 1 | 1 | 1
1403 | 2023-02-28 10:00 | 2 | 1 | 1 | 1 | 1 | 1
1404 | 2023-02-28 11:00 | 2 | 1 | 1 | 1 | 1 | 1
1405 | 2023-02-28 12:00 | 2 | 1 | 1 | 1 | 1 | 1
1406 | 2023-02-28 13:00 | 2 | 1 | 1 | 1 | 1 | 1
1407 | 2023-02-28 14:00 | 2 | 1 | 1 | 1 | 1 | 1
1408 | 2023-02-28 15:00 | 2 | 1 | 1 | 1 | 1 | 1
1409 | 2023-02-28 16:00 | 2 | 1 | 1 | 1 | 1 | 1
1410 | 2023-02-28 17:00 | 2 | 1 | 1 | 1 | 1 | 1
1411 | 2023-02-28 18:00 | 2 | 1 | 1 | 1 | 1 | 1
1412 | 2023-02-28 19:00 | 2 | 1 | 1 | 1 | 1 | 1
1413 | 2023-02-28 20:00 | 2 | 1 | 1 | 1 | 1 | 1
1414 | 2023-02-28 21:00 | 2 | 1 | 1 | 1 | 1 | 1
1415 | 2023-02-28 22:00 | 2 | 1 | 1 | 1 | 1 | 1
1416 | 2023-02-28 23:00 | 2 | 1 | 1 | 1 | 1 | 1
1417 | 2023-02-28 | 2 | 1 | 1 | 1 | 1 | 1
1418 | 2023-03-01 01:00 | 3 | 1 | 1 | 1 | 1 | 1
1419 | 2023-03-01 02:00 | 3 | 1 | 1 | 1 | 1 | 1
1420 | 2023-03-01 03:00 | 3 | 1 | 1 | 1 | 1 | 1
1421 | 2023-03-01 04:00 | 3 | 1 | 1 | 1 | 1 | 1
1422 | 2023-03-01 05:00 | 3 | 1 | 1 | 1 | 1 | 1
1423 | 2023-03-01 06:00 | 3 | 1 | 1 | 1 | 1 | 1
1424 | 2023-03-01 07:00 | 3 | 1 | 1 | 1 | 1 | 1
1425 | 2023-03-01 08:00 | 3 | 1 | 1 | 1 | 1 | 1
1426 | 2023-03-01 09:00 | 3 | 1 | 1 | 1 | 1 | 1
1427 | 2023-03-01 10:00 | 3 | 1 | 1 | 1 | 1 | 1
1428 | 2023-03-01 11:00 | 3 | 1 | 1 | 1 | 1 | 1
1429 | 2023-03-01 12:00 | 3 | 1 | 1 | 1 | 1 | 1
1430 | 2023-03-01 13:00 | 3 | 1 | 1 | 1 | 1 | 1
1431 | 2023-03-01 14:00 | 3 | 1 | 1 | 1 | 1 | 1
1432 | 2023-03-01 15:00 | 3 | 1 | 1 | 1 | 1 | 1
1433 | 2023-03-01 16:00 | 3 | 1 | 1 | 1 | 1 | 1
1434 | 2023-03-01 17:00 | 3 | 1 | 1 | 1 | 1 | 1
1435 | 2023-03-01 18:00 | 3 | 1 | 1 | 1 | 1 | 1
1436 | 2023-03-01 19:00 | 3 | 1 | 1 | 1 | 1 | 1
1437 | 2023-03-01 20:00 | 3 | 1 | 1 | 1 | 1 | 1
1438 | 2023-03-01 21:00 | 3 | 1 | 1 | 1 | 1 | 1
1439 | 2023-03-01 22:00 | 3 | 1 | 1 | 1 | 1 | 1
1440 | 2023-03-01 23:00 | 3 | 1 | 1 | 1 | 1 | 1
1441 | 2023-03-01 | 3 | 1 | 1 | 1 | 1 | 1
1442 | 2023-03-02 01:00 | 3 | 1 | 1 | 1 | 1 | 1
1443 | 2023-03-02 02:00 | 3 | 1 | 1 | 1 | 1 | 1
1444 | 2023-03-02 03:00 | 3 | 1 | 1 | 1 | 1 | 1
1445 | 2023-03-02 04:00 | 3 | 1 | 1 | 1 | 1 | 1
1446 | 2023-03-02 05:00 | 3 | 1 | 1 | 1 | 1 | 1
1447 | 2023-03-02 06:00 | 3 | 1 | 1 | 1 | 1 | 1
1448 | 2023-03-02 07:00 | 3 | 1 | 1 | 1 | 1 | 1
1449 | 2023-03-02 08:00 | 3 | 1 | 1 | 1 | 1 | 1
1450 | 2023-03-02 09:00 | 3 | 1 | 1 | 1 | 1 | 1
1451 | 2023-03-02 10:00 | 3 | 1 | 1 | 1 | 1 | 1
1452 | 2023-03-02 11:00 | 3 | 1 | 1 | 1 | 1 | 1
1453 | 2023-03-02 12:00 | 3 | 1 | 1 | 1 | 1 | 1
1454 | 2023-03-02 13:00 | 3 | 1 | 1 | 1 | 1 | 1
1455 | 2023-03-02 14:00 | 3 | 1 | 1 | 1 | 1 | 1
1456 | 2023-03-02 15:00 | 3 | 1 | 1 | 1 | 1 | 1
1457 | 2023-03-02 16:00 | 3 | 1 | 1 | 1 | 1 | 1
1458 | 2023-03-02 17:00 | 3 | 1 | 1 | 1 | 1 | 1
1459 | 2023-03-02 18:00 | 3 | 1 | 1 | 1 | 1 | 1
1460 | 2023-03-02 19:00 | 3 | 1 | 1 | 1 | 1 | 1
1461 | 2023-03-02 20:00 | 3 | 1 | 1 | 1 | 1 | 1
1462 | 2023-03-02 21:00 | 3 | 1 | 1 | 1 | 1 | 1
1463 | 2023-03-02 22:00 | 3 | 1 | 1 | 1 | 1 | 1
1464 | 2023-03-02 23:00 | 3 | 1 | 1 | 1 | 1 | 1
1465 | 2023-03-02 | 3 | 1 | 1 | 1 | 1 | 1
1466 | 2023-03-03 01:00 | 3 | 1 | 1 | 1 | 1 | 1
1467 | 2023-03-03 02:00 | 3 | 1 | 1 | 1 | 1 | 1
1468 | 2023-03-03 03:00 | 3 | 1 | 1 | 1 | 1 | 1
1469 | 2023-03-03 04:00 | 3 | 1 | 1 | 1 | 1 | 1
1470 | 2023-03-03 05:00 | 3 | 1 | 1 | 1 | 1 | 1
1471 | 2023-03-03 06:00 | 3 | 1 | 1 | 1 | 1 | 1
1472 | 2023-03-03 07:00 | 3 | 1 | 1 | 1 | 1 | 1
1473 | 2023-03-03 08:00 | 3 | 1 | 1 | 1 | 1 | 1
1474 | 2023-03-03 09:00 | 3 | 1 | 1 | 1 | 1 | 1
1475 | 2023-03-03 10:00 | 3 | 1 | 1 | 1 | 1 | 1
1476 | 2023-03-03 11:00 | 3 | 1 | 1 | 1 | 1 | 1
1477 | 2023-03-03 12:00 | 3 | 1 | 1 | 1 | 1 | 1
1478 | 2023-03-03 13:00 | 3 | 1 | 1 | 1 | 1 | 1
1479 | 2023-03-03 14:00 | 3 | 1 | 1 | 1 | 1 | 1
1480 | 2023-03-03 15:00 | 3 | 1 | 1 | 1 | 1 | 1
1481 | 2023-03-03 16:00 | 3 | 1 | 1 | 1 | 1 | 1
1482 | 2023-03-03 17:00 | 3 | 1 | 1 | 1 | 1 | 1
1483 | 2023-03-03 18:00 | 3 | 1 | 1 | 1 | 1 | 1
1484 | 2023-03-03 19:00 | 3 | 1 | 1 | 1 | 1 | 1
1485 | 2023-03-03 20:00 | 3 | 1 | 1 | 1 | 1 | 1
1486 | 2023-03-03 21:00 | 3 | 1 | 1 | 1 | 1 | 1
1487 | 2023-03-03 22:00 | 3 | 1 | 1 | 1 | 1 | 1
1488 | 2023-03-03 23:00 | 3 | 1 | 1 | 1 | 1 | 1
1489 | 2023-03-03 | 3 | 1 | 1 | 1 | 1 | 1
1490 | 2023-03-04 01:00 | 3 | 1 | 1 | 1 | 1 | 1
1491 | 2023-03-04 02:00 | 3 | 1 | 1 | 1 | 1 | 1
1492 | 2023-03-04 03:00 | 3 | 1 | 1 | 1 | 1 | 1
1493 | 2023-03-04 04:00 | 3 | 1 | 1 | 1 | 1 | 1
1494 | 2023-03-04 05:00 | 3 | 1 | 1 | 1 | 1 | 1
1495 | 2023-03-04 06:00 | 3 | 1 | 1 | 1 | 1 | 1
1496 | 2023-03-04 07:00 | 3 | 1 | 1 | 1 | 1 | 1
1497 | 2023-03-04 08:00 | 3 | 1 | 1 | 1 | 1 | 1
1498 | 2023-03-04 09:00 | 3 | 1 | 1 | 1 | 1 | 1
1499 | 2023-03-04 10:00 | 3 | 1 | 1 | 1 | 1 | 1
1500 | 2023-03-04 11:00 | 3 | 1 | 1 | 1 | 1 | 1
1501 | 2023-03-04 12:00 | 3 | 1 | 1 | 1 | 1 | 1
1502 | 2023-03-04 13:00 | 3 | 1 | 1 | 1 | 1 | 1
1503 | 2023-03-04 14:00 | 3 | 1 | 1 | 1 | 1 | 1
1504 | 2023-03-04 15:00 | 3 | 1 | 1 | 1 | 1 | 1
1505 | 2023-03-04 16:00 | 3 | 1 | 1 | 1 | 1 | 1
1506 | 2023-03-04 17:00 | 3 | 1 | 1 | 1 | 1 | 1
1507 | 2023-03-04 18:00 | 3 | 1 | 1 | 1 | 1 | 1
1508 | 2023-03-04 19:00 | 3 | 1 | 1 | 1 | 1 | 1
1509 | 2023-03-04 20:00 | 3 | 1 | 1 | 1 | 1 | 1
1510 | 2023-03-04 21:00 | 3 | 1 | 1 | 1 | 1 | 1
1511 | 2023-03-04 22:00 | 3 | 1 | 1 | 1 | 1 | 1
1512 | 2023-03-04 23:00 | 3 | 1 | 1 | 1 | 1 | 1
1513 | 2023-03-04 | 3 | 1 | 1 | 1 | 1 | 1
1514 | 2023-03-05 01:00 | 3 | 1 | 1 | 1 | 1 | 1
1515 | 2023-03-05 02:00 | 3 | 1 | 1 | 1 | 1 | 1
1516 | 2023-03-05 03:00 | 3 | 1 | 1 | 1 | 1 | 1
1517 | 2023-03-05 04:00 | 3 | 1 | 1 | 1 | 1 | 1
1518 | 2023-03-05 05:00 | 3 | 1 | 1 | 1 | 1 | 1
1519 | 2023-03-05 06:00 | 3 | 1 | 1 | 1 | 1 | 1
1520 | 2023-03-05 07:00 | 3 | 1 | 1 | 1 | 1 | 1
1521 | 2023-03-05 08:00 | 3 | 1 | 1 | 1 | 1 | 1
1522 | 2023-03-05 09:00 | 3 | 1 | 1 | 1 | 1 | 1
1523 | 2023-03-05 10:00 | 3 | 1 | 1 | 1 | 1 | 1
1524 | 2023-03-05 11:00 | 3 | 1 | 1 | 1 | 1 | 1
1525 | 2023-03-05 12:00 | 3 | 1 | 1 | 1 | 1 | 1
1526 | 2023-03-05 13:00 | 3 | 1 | 1 | 1 | 1 | 1
1527 | 2023-03-05 14:00 | 3 | 1 | 1 | 1 | 1 | 1
1528 | 2023-03-05 15:00 | 3 | 1 | 1 | 1 | 1 | 1
1529 | 2023-03-05 16:00 | 3 | 1 | 1 | 1 | 1 | 1
1530 | 2023-03-05 17:00 | 3 | 1 | 1 | 1 | 1 | 1
1531 | 2023-03-05 18:00 | 3 | 1 | 1 | 1 | 1 | 1
1532 | 2023-03-05 19:00 | 3 | 1 | 1 | 1 | 1 | 1
1533 | 2023-03-05 20:00 | 3 | 1 | 1 | 1 | 1 | 1
1534 | 2023-03-05 21:00 | 3 | 1 | 1 | 1 | 1 | 1
1535 | 2023-03-05 22:00 | 3 | 1 | 1 | 1 | 1 | 1
1536 | 2023-03-05 23:00 | 3 | 1 | 1 | 1 | 1 | 1
1537 | 2023-03-05 | 3 | 1 | 1 | 1 | 1 | 1
1538 | 2023-03-06 01:00 | 3 | 1 | 1 | 1 | 1 | 1
1539 | 2023-03-06 02:00 | 3 | 1 | 1 | 1 | 1 | 1
1540 | 2023-03-06 03:00 | 3 | 1 | 1 | 1 | 1 | 1
1541 | 2023-03-06 04:00 | 3 | 1 | 1 | 1 | 1 | 1
1542 | 2023-03-06 05:00 | 3 | 1 | 1 | 1 | 1 | 1
1543 | 2023-03-06 06:00 | 3 | 1 | 1 | 1 | 1 | 1
1544 | 2023-03-06 07:00 | 3 | 1 | 1 | 1 | 1 | 1
1545 | 2023-03-06 08:00 | 3 | 1 | 1 | 1 | 1 | 1
1546 | 2023-03-06 09:00 | 3 | 1 | 1 | 1 | 1 | 1
1547 | 2023-03-06 10:00 | 3 | 1 | 1 | 1 | 1 | 1
1548 | 2023-03-06 11:00 | 3 | 1 | 1 | 1 | 1 | 1
1549 | 2023-03-06 12:00 | 3 | 1 | 1 | 1 | 1 | 1
1550 | 2023-03-06 13:00 | 3 | 1 | 1 | 1 | 1 | 1
1551 | 2023-03-06 14:00 | 3 | 1 | 1 | 1 | 1 | 1
1552 | 2023-03-06 15:00 | 3 | 1 | 1 | 1 | 1 | 1
1553 | 2023-03-06 16:00 | 3 | 1 | 1 | 1 | 1 | 1
1554 | 2023-03-06 17:00 | 3 | 1 | 1 | 1 | 1 | 1
1555 | 2023-03-06 18:00 | 3 | 1 | 1 | 1 | 1 | 1
1556 | 2023-03-06 19:00 | 3 | 1 | 1 | 1 | 1 | 1
1557 | 2023-03-06 20:00 | 3 | 1 | 1 | 1 | 1 | 1
1558 | 2023-03-06 21:00 | 3 | 1 | 1 | 1 | 1 | 1
1559 | 2023-03-06 22:00 | 3 | 1 | 1 | 1 | 1 | 1
1560 | 2023-03-06 23:00 | 3 | 1 | 1 | 1 | 1 | 1
1561 | 2023-03-06 | 3 | 1 | 1 | 1 | 1 | 1
1562 | 2023-03-07 01:00 | 3 | 1 | 1 | 1 | 1 | 1
1563 | 2023-03-07 02:00 | 3 | 1 | 1 | 1 | 1 | 1
1564 | 2023-03-07 03:00 | 3 | 1 | 1 | 1 | 1 | 1
1565 | 2023-03-07 04:00 | 3 | 1 | 1 | 1 | 1 | 1
1566 | 2023-03-07 05:00 | 3 | 1 | 1 | 1 | 1 | 1
1567 | 2023-03-07 06:00 | 3 | 1 | 1 | 1 | 1 | 1
1568 | 2023-03-07 07:00 | 3 | 1 | 1 | 1 | 1 | 1
1569 | 2023-03-07 08:00 | 3 | 1 | 1 | 1 | 1 | 1
1570 | 2023-03-07 09:00 | 3 | 1 | 1 | 1 | 1 | 1
1571 | 2023-03-07 10:00 | 3 | 1 | 1 | 1 | 1 | 1
1572 | 2023-03-07 11:00 | 3 | 1 | 1 | 1 | 1 | 1
1573 | 2023-03-07 12:00 | 3 | 1 | 1 | 1 | 1 | 1
1574 | 2023-03-07 13:00 | 3 | 1 | 1 | 1 | 1 | 1
1575 | 2023-03-07 14:00 | 3 | 1 | 1 | 1 | 1 | 1
1576 | 2023-03-07 15:00 | 3 | 1 | 1 | 1 | 1 | 1
1577 | 2023-03-07 16:00 | 3 | 1 | 1 | 1 | 1 | 1
1578 | 2023-03-07 17:00 | 3 | 1 | 1 | 1 | 1 | 1
1579 | 2023-03-07 18:00 | 3 | 1 | 1 | 1 | 1 | 1
1580 | 2023-03-07 19:00 | 3 | 1 | 1 | 1 | 1 | 1
1581 | 2023-03-07 20:00 | 3 | 1 | 1 | 1 | 1 | 1
1582 | 2023-03-07 21:00 | 3 | 1 | 1 | 1 | 1 | 1
1583 | 2023-03-07 22:00 | 3 | 1 | 1 | 1 | 1 | 1
1584 | 2023-03-07 23:00 | 3 | 1 | 1 | 1 | 1 | 1
1585 | 2023-03-07 | 3 | 1 | 1 | 1 | 1 | 1
1586 | 2023-03-08 01:00 | 3 | 1 | 1 | 1 | 1 | 1
1587 | 2023-03-08 02:00 | 3 | 1 | 1 | 1 | 1 | 1
1588 | 2023-03-08 03:00 | 3 | 1 | 1 | 1 | 1 | 1
1589 | 2023-03-08 04:00 | 3 | 1 | 1 | 1 | 1 | 1
1590 | 2023-03-08 05:00 | 3 | 1 | 1 | 1 | 1 | 1
1591 | 2023-03-08 06:00 | 3 | 1 | 1 | 1 | 1 | 1
1592 | 2023-03-08 07:00 | 3 | 1 | 1 | 1 | 1 | 1
1593 | 2023-03-08 08:00 | 3 | 1 | 1 | 1 | 1 | 1
1594 | 2023-03-08 09:00 | 3 | 1 | 1 | 1 | 1 | 1
1595 | 2023-03-08 10:00 | 3 | 1 | 1 | 1 | 1 | 1
1596 | 2023-03-08 11:00 | 3 | 1 | 1 | 1 | 1 | 1
1597 | 2023-03-08 12:00 | 3 | 1 | 1 | 1 | 1 | 1
1598 | 2023-03-08 13:00 | 3 | 1 | 1 | 1 | 1 | 1
1599 | 2023-03-08 14:00 | 3 | 1 | 1 | 1 | 1 | 1
1600 | 2023-03-08 15:00 | 3 | 1 | 1 | 1 | 1 | 1
1601 | 2023-03-08 16:00 | 3 | 1 | 1 | 1 | 1 | 1
1602 | 2023-03-08 17:00 | 3 | 1 | 1 | 1 | 1 | 1
1603 | 2023-03-08 18:00 | 3 | 1 | 1 | 1 | 1 | 1
1604 | 2023-03-08 19:00 | 3 | 1 | 1 | 1 | 1 | 1
1605 | 2023-03-08 20:00 | 3 | 1 | 1 | 1 | 1 | 1
1606 | 2023-03-08 21:00 | 3 | 1 | 1 | 1 | 1 | 1
1607 | 2023-03-08 22:00 | 3 | 1 | 1 | 1 | 1 | 1
1608 | 2023-03-08 23:00 | 3 | 1 | 1 | 1 | 1 | 1
1609 | 2023-03-08 | 3 | 1 | 1 | 1 | 1 | 1
1610 | 2023-03-09 01:00 | 3 | 1 | 1 | 1 | 1 | 1
1611 | 2023-03-09 02:00 | 3 | 1 | 1 | 1 | 1 | 1
1612 | 2023-03-09 03:00 | 3 | 1 | 1 | 1 | 1 | 1
1613 | 2023-03-09 04:00 | 3 | 1 | 1 | 1 | 1 | 1
1614 | 2023-03-09 05:00 | 3 | 1 | 1 | 1 | 1 | 1
1615 | 2023-03-09 06:00 | 3 | 1 | 1 | 1 | 1 | 1
1616 | 2023-03-09 07:00 | 3 | 1 | 1 | 1 | 1 | 1
1617 | 2023-03-09 08:00 | 3 | 1 | 1 | 1 | 1 | 1
1618 | 2023-03-09 09:00 | 3 | 1 | 1 | 1 | 1 | 1
1619 | 2023-03-09 10:00 | 3 | 1 | 1 | 1 | 1 | 1
1620 | 2023-03-09 11:00 | 3 | 1 | 1 | 1 | 1 | 1
1621 | 2023-03-09 12:00 | 3 | 1 | 1 | 1 | 1 | 1
1622 | 2023-03-09 13:00 | 3 | 1 | 1 | 1 | 1 | 1
1623 | 2023-03-09 14:00 | 3 | 1 | 1 | 1 | 1 | 1
1624 | 2023-03-09 15:00 | 3 | 1 | 1 | 1 | 1 | 1
1625 | 2023-03-09 16:00 | 3 | 1 | 1 | 1 | 1 | 1
1626 | 2023-03-09 17:00 | 3 | 1 | 1 | 1 | 1 | 1
1627 | 2023-03-09 18:00 | 3 | 1 | 1 | 1 | 1 | 1
1628 | 2023-03-09 19:00 | 3 | 1 | 1 | 1 | 1 | 1
1629 | 2023-03-09 20:00 | 3 | 1 | 1 | 1 | 1 | 1
1630 | 2023-03-09 21:00 | 3 | 1 | 1 | 1 | 1 | 1
1631 | 2023-03-09 22:00 | 3 | 1 | 1 | 1 | 1 | 1
1632 | 2023-03-09 23:00 | 3 | 1 | 1 | 1 | 1 | 1
1633 | 2023-03-09 | 3 | 1 | 1 | 1 | 1 | 1
1634 | 2023-03-10 01:00 | 3 | 1 | 1 | 1 | 1 | 1
1635 | 2023-03-10 02:00 | 3 | 1 | 1 | 1 | 1 | 1
1636 | 2023-03-10 03:00 | 3 | 1 | 1 | 1 | 1 | 1
1637 | 2023-03-10 04:00 | 3 | 1 | 1 | 1 | 1 | 1
1638 | 2023-03-10 05:00 | 3 | 1 | 1 | 1 | 1 | 1
1639 | 2023-03-10 06:00 | 3 | 1 | 1 | 1 | 1 | 1
1640 | 2023-03-10 07:00 | 3 | 1 | 1 | 1 | 1 | 1
1641 | 2023-03-10 08:00 | 3 | 1 | 1 | 1 | 1 | 1
1642 | 2023-03-10 09:00 | 3 | 1 | 1 | 1 | 1 | 1
1643 | 2023-03-10 10:00 | 3 | 1 | 1 | 1 | 1 | 1
1644 | 2023-03-10 11:00 | 3 | 1 | 1 | 1 | 1 | 1
1645 | 2023-03-10 12:00 | 3 | 1 | 1 | 1 | 1 | 1
1646 | 2023-03-10 13:00 | 3 | 1 | 1 | 1 | 1 | 1
1647 | 2023-03-10 14:00 | 3 | 1 | 1 | 1 | 1 | 1
1648 | 2023-03-10 15:00 | 3 | 1 | 1 | 1 | 1 | 1
1649 | 2023-03-10 16:00 | 3 | 1 | 1 | 1 | 1 | 1
1650 | 2023-03-10 17:00 | 3 | 1 | 1 | 1 | 1 | 1
1651 | 2023-03-10 18:00 | 3 | 1 | 1 | 1 | 1 | 1
1652 | 2023-03-10 19:00 | 3 | 1 | 1 | 1 | 1 | 1
1653 | 2023-03-10 20:00 | 3 | 1 | 1 | 1 | 1 | 1
1654 | 2023-03-10 21:00 | 3 | 1 | 1 | 1 | 1 | 1
1655 | 2023-03-10 22:00 | 3 | 1 | 1 | 1 | 1 | 1
1656 | 2023-03-10 23:00 | 3 | 1 | 1 | 1 | 1 | 1
1657 | 2023-03-10 | 3 | 1 | 1 | 1 | 1 | 1
1658 | 2023-03-11 01:00 | 3 | 1 | 1 | 1 | 1 | 1
1659 | 2023-03-11 02:00 | 3 | 1 | 1 | 1 | 1 | 1
1660 | 2023-03-11 03:00 | 3 | 1 | 1 | 1 | 1 | 1
1661 | 2023-03-11 04:00 | 3 | 1 | 1 | 1 | 1 | 1
1662 | 2023-03-11 05:00 | 3 | 1 | 1 | 1 | 1 | 1
1663 | 2023-03-11 06:00 | 3 | 1 | 1 | 1 | 1 | 1
1664 | 2023-03-11 07:00 | 3 | 1 | 1 | 1 | 1 | 1
1665 | 2023-03-11 08:00 | 3 | 1 | 1 | 1 | 1 | 1
1666 | 2023-03-11 09:00 | 3 | 1 | 1 | 1 | 1 | 1
1667 | 2023-03-11 10:00 | 3 | 1 | 1 | 1 | 1 | 1
1668 | 2023-03-11 11:00 | 3 | 1 | 1 | 1 | 1 | 1
1669 | 2023-03-11 12:00 | 3 | 1 | 1 | 1 | 1 | 1
1670 | 2023-03-11 13:00 | 3 | 1 | 1 | 1 | 1 | 1
1671 | 2023-03-11 14:00 | 3 | 1 | 1 | 1 | 1 | 1
1672 | 2023-03-11 15:00 | 3 | 1 | 1 | 1 | 1 | 1
1673 | 2023-03-11 16:00 | 3 | 1 | 1 | 1 | 1 | 1
1674 | 2023-03-11 17:00 | 3 | 1 | 1 | 1 | 1 | 1
1675 | 2023-03-11 18:00 | 3 | 1 | 1 | 1 | 1 | 1
1676 | 2023-03-11 19:00 | 3 | 1 | 1 | 1 | 1 | 1
1677 | 2023-03-11 20:00 | 3 | 1 | 1 | 1 | 1 | 1
1678 | 2023-03-11 21:00 | 3 | 1 | 1 | 1 | 1 | 1
1679 | 2023-03-11 22:00 | 3 | 1 | 1 | 1 | 1 | 1
1680 | 2023-03-11 23:00 | 3 | 1 | 1 | 1 | 1 | 1
1681 | 2023-03-11 | 3 | 1 | 1 | 1 | 1 | 1
1682 | 2023-03-12 01:00 | 3 | 1 | 1 | 1 | 1 | 1
1683 | 2023-03-12 02:00 | 3 | 1 | 1 | 1 | 1 | 1
1684 | 2023-03-12 03:00 | 3 | 1 | 1 | 1 | 1 | 1
1685 | 2023-03-12 04:00 | 3 | 1 | 1 | 1 | 1 | 1
1686 | 2023-03-12 05:00 | 3 | 1 | 1 | 1 | 1 | 1
1687 | 2023-03-12 06:00 | 3 | 1 | 1 | 1 | 1 | 1
1688 | 2023-03-12 07:00 | 3 | 1 | 1 | 1 | 1 | 1
1689 | 2023-03-12 08:00 | 3 | 1 | 1 | 1 | 1 | 1
1690 | 2023-03-12 09:00 | 3 | 1 | 1 | 1 | 1 | 1
1691 | 2023-03-12 10:00 | 3 | 1 | 1 | 1 | 1 | 1
1692 | 2023-03-12 11:00 | 3 | 1 | 1 | 1 | 1 | 1
1693 | 2023-03-12 12:00 | 3 | 1 | 1 | 1 | 1 | 1
1694 | 2023-03-12 13:00 | 3 | 1 | 1 | 1 | 1 | 1
1695 | 2023-03-12 14:00 | 3 | 1 | 1 | 1 | 1 | 1
1696 | 2023-03-12 15:00 | 3 | 1 | 1 | 1 | 1 | 1
1697 | 2023-03-12 16:00 | 3 | 1 | 1 | 1 | 1 | 1
1698 | 2023-03-12 17:00 | 3 | 1 | 1 | 1 | 1 | 1
1699 | 2023-03-12 18:00 | 3 | 1 | 1 | 1 | 1 | 1
1700 | 2023-03-12 19:00 | 3 | 1 | 1 | 1 | 1 | 1
1701 | 2023-03-12 20:00 | 3 | 1 | 1 | 1 | 1 | 1
1702 | 2023-03-12 21:00 | 3 | 1 | 1 | 1 | 1 | 1
1703 | 2023-03-12 22:00 | 3 | 1 | 1 | 1 | 1 | 1
1704 | 2023-03-12 23:00 | 3 | 1 | 1 | 1 | 1 | 1
1705 | 2023-03-12 | 3 | 1 | 1 | 1 | 1 | 1
1706 | 2023-03-13 01:00 | 3 | 1 | 1 | 1 | 1 | 1
1707 | 2023-03-13 02:00 | 3 | 1 | 1 | 1 | 1 | 1
1708 | 2023-03-13 03:00 | 3 | 1 | 1 | 1 | 1 | 1
1709 | 2023-03-13 04:00 | 3 | 1 | 1 | 1 | 1 | 1
1710 | 2023-03-13 05:00 | 3 | 1 | 1 | 1 | 1 | 1
1711 | 2023-03-13 06:00 | 3 | 1 | 1 | 1 | 1 | 1
1712 | 2023-03-13 07:00 | 3 | 1 | 1 | 1 | 1 | 1
1713 | 2023-03-13 08:00 | 3 | 1 | 1 | 1 | 1 | 1
1714 | 2023-03-13 09:00 | 3 | 1 | 1 | 1 | 1 | 1
1715 | 2023-03-13 10:00 | 3 | 1 | 1 | 1 | 1 | 1
1716 | 2023-03-13 11:00 | 3 | 1 | 1 | 1 | 1 | 1
1717 | 2023-03-13 12:00 | 3 | 1 | 1 | 1 | 1 | 1
1718 | 2023-03-13 13:00 | 3 | 1 | 1 | 1 | 1 | 1
1719 | 2023-03-13 14:00 | 3 | 1 | 1 | 1 | 1 | 1
1720 | 2023-03-13 15:00 | 3 | 1 | 1 | 1 | 1 | 1
1721 | 2023-03-13 16:00 | 3 | 1 | 1 | 1 | 1 | 1
1722 | 2023-03-13 17:00 | 3 | 1 | 1 | 1 | 1 | 1
1723 | 2023-03-13 18:00 | 3 | 1 | 1 | 1 | 1 | 1
1724 | 2023-03-13 19:00 | 3 | 1 | 1 | 1 | 1 | 1
1725 | 2023-03-13 20:00 | 3 | 1 | 1 | 1 | 1 | 1
1726 | 2023-03-13 21:00 | 3 | 1 | 1 | 1 | 1 | 1
1727 | 2023-03-13 22:00 | 3 | 1 | 1 | 1 | 1 | 1
1728 | 2023-03-13 23:00 | 3 | 1 | 1 | 1 | 1 | 1
1729 | 2023-03-13 | 3 | 1 | 1 | 1 | 1 | 1
1730 | 2023-03-14 01:00 | 3 | 1 | 1 | 1 | 1 | 1
1731 | 2023-03-14 02:00 | 3 | 1 | 1 | 1 | 1 | 1
1732 | 2023-03-14 03:00 | 3 | 1 | 1 | 1 | 1 | 1
1733 | 2023-03-14 04:00 | 3 | 1 | 1 | 1 | 1 | 1
1734 | 2023-03-14 05:00 | 3 | 1 | 1 | 1 | 1 | 1
1735 | 2023-03-14 06:00 | 3 | 1 | 1 | 1 | 1 | 1
1736 | 2023-03-14 07:00 | 3 | 1 | 1 | 1 | 1 | 1
1737 | 2023-03-14 08:00 | 3 | 1 | 1 | 1 | 1 | 1
1738 | 2023-03-14 09:00 | 3 | 1 | 1 | 1 | 1 | 1
1739 | 2023-03-14 10:00 | 3 | 1 | 1 | 1 | 1 | 1
1740 | 2023-03-14 11:00 | 3 | 1 | 1 | 1 | 1 | 1
1741 | 2023-03-14 12:00 | 3 | 1 | 1 | 1 | 1 | 1
1742 | 2023-03-14 13:00 | 3 | 1 | 1 | 1 | 1 | 1
1743 | 2023-03-14 14:00 | 3 | 1 | 1 | 1 | 1 | 1
1744 | 2023-03-14 15:00 | 3 | 1 | 1 | 1 | 1 | 1
1745 | 2023-03-14 16:00 | 3 | 1 | 1 | 1 | 1 | 1
1746 | 2023-03-14 17:00 | 3 | 1 | 1 | 1 | 1 | 1
1747 | 2023-03-14 18:00 | 3 | 1 | 1 | 1 | 1 | 1
1748 | 2023-03-14 19:00 | 3 | 1 | 1 | 1 | 1 | 1
1749 | 2023-03-14 20:00 | 3 | 1 | 1 | 1 | 1 | 1
1750 | 2023-03-14 21:00 | 3 | 1 | 1 | 1 | 1 | 1
1751 | 2023-03-14 22:00 | 3 | 1 | 1 | 1 | 1 | 1
1752 | 2023-03-14 23:00 | 3 | 1 | 1 | 1 | 1 | 1
1753 | 2023-03-14 | 3 | 1 | 1 | 1 | 1 | 1
1754 | 2023-03-15 01:00 | 3 | 1 | 1 | 1 | 1 | 1
1755 | 2023-03-15 02:00 | 3 | 1 | 1 | 1 | 1 | 1
1756 | 2023-03-15 03:00 | 3 | 1 | 1 | 1 | 1 | 1
1757 | 2023-03-15 04:00 | 3 | 1 | 1 | 1 | 1 | 1
1758 | 2023-03-15 05:00 | 3 | 1 | 1 | 1 | 1 | 1
1759 | 2023-03-15 06:00 | 3 | 1 | 1 | 1 | 1 | 1
1760 | 2023-03-15 07:00 | 3 | 1 | 1 | 1 | 1 | 1
1761 | 2023-03-15 08:00 | 3 | 1 | 1 | 1 | 1 | 1
1762 | 2023-03-15 09:00 | 3 | 1 | 1 | 1 | 1 | 1
1763 | 2023-03-15 10:00 | 3 | 1 | 1 | 1 | 1 | 1
1764 | 2023-03-15 11:00 | 3 | 1 | 1 | 1 | 1 | 1
1765 | 2023-03-15 12:00 | 3 | 1 | 1 | 1 | 1 | 1
1766 | 2023-03-15 13:00 | 3 | 1 | 1 | 1 | 1 | 1
1767 | 2023-03-15 14:00 | 3 | 1 | 1 | 1 | 1 | 1
1768 | 2023-03-15 15:00 | 3 | 1 | 1 | 1 | 1 | 1
1769 | 2023-03-15 16:00 | 3 | 1 | 1 | 1 | 1 | 1
1770 | 2023-03-15 17:00 | 3 | 1 | 1 | 1 | 1 | 1
1771 | 2023-03-15 18:00 | 3 | 1 | 1 | 1 | 1 | 1
1772 | 2023-03-15 19:00 | 3 | 1 | 1 | 1 | 1 | 1
1773 | 2023-03-15 20:00 | 3 | 1 | 1 | 1 | 1 | 1
1774 | 2023-03-15 21:00 | 3 | 1 | 1 | 1 | 1 | 1
1775 | 2023-03-15 22:00 | 3 | 1 | 1 | 1 | 1 | 1
1776 | 2023-03-15 23:00 | 3 | 1 | 1 | 1 | 1 | 1
1777 | 2023-03-15 | 3 | 1 | 1 | 1 | 1 | 1
1778 | 2023-03-16 01:00 | 3 | 1 | 1 | 1 | 1 | 1
1779 | 2023-03-16 02:00 | 3 | 1 | 1 | 1 | 1 | 1
1780 | 2023-03-16 03:00 | 3 | 1 | 1 | 1 | 1 | 1
1781 | 2023-03-16 04:00 | 3 | 1 | 1 | 1 | 1 | 1
1782 | 2023-03-16 05:00 | 3 | 1 | 1 | 1 | 1 | 1
1783 | 2023-03-16 06:00 | 3 | 1 | 1 | 1 | 1 | 1
1784 | 2023-03-16 07:00 | 3 | 1 | 1 | 1 | 1 | 1
1785 | 2023-03-16 08:00 | 3 | 1 | 1 | 1 | 1 | 1
1786 | 2023-03-16 09:00 | 3 | 1 | 1 | 1 | 1 | 1
1787 | 2023-03-16 10:00 | 3 | 1 | 1 | 1 | 1 | 1
1788 | 2023-03-16 11:00 | 3 | 1 | 1 | 1 | 1 | 1
1789 | 2023-03-16 12:00 | 3 | 1 | 1 | 1 | 1 | 1
1790 | 2023-03-16 13:00 | 3 | 1 | 1 | 1 | 1 | 1
1791 | 2023-03-16 14:00 | 3 | 1 | 1 | 1 | 1 | 1
1792 | 2023-03-16 15:00 | 3 | 1 | 1 | 1 | 1 | 1
1793 | 2023-03-16 16:00 | 3 | 1 | 1 | 1 | 1 | 1
1794 | 2023-03-16 17:00 | 3 | 1 | 1 | 1 | 1 | 1
1795 | 2023-03-16 18:00 | 3 | 1 | 1 | 1 | 1 | 1
1796 | 2023-03-16 19:00 | 3 | 1 | 1 | 1 | 1 | 1
1797 | 2023-03-16 20:00 | 3 | 1 | 1 | 1 | 1 | 1
1798 | 2023-03-16 21:00 | 3 | 1 | 1 | 1 | 1 | 1
1799 | 2023-03-16 22:00 | 3 | 1 | 1 | 1 | 1 | 1
1800 | 2023-03-16 23:00 | 3 | 1 | 1 | 1 | 1 | 1
1801 | 2023-03-16 | 3 | 1 | 1 | 1 | 1 | 1
1802 | 2023-03-17 01:00 | 3 | 1 | 1 | 1 | 1 | 1
1803 | 2023-03-17 02:00 | 3 | 1 | 1 | 1 | 1 | 1
1804 | 2023-03-17 03:00 | 3 | 1 | 1 | 1 | 1 | 1
1805 | 2023-03-17 04:00 | 3 | 1 | 1 | 1 | 1 | 1
1806 | 2023-03-17 05:00 | 3 | 1 | 1 | 1 | 1 | 1
1807 | 2023-03-17 06:00 | 3 | 1 | 1 | 1 | 1 | 1
1808 | 2023-03-17 07:00 | 3 | 1 | 1 | 1 | 1 | 1
1809 | 2023-03-17 08:00 | 3 | 1 | 1 | 1 | 1 | 1
1810 | 2023-03-17 09:00 | 3 | 1 | 1 | 1 | 1 | 1
1811 | 2023-03-17 10:00 | 3 | 1 | 1 | 1 | 1 | 1
1812 | 2023-03-17 11:00 | 3 | 1 | 1 | 1 | 1 | 1
1813 | 2023-03-17 12:00 | 3 | 1 | 1 | 1 | 1 | 1
1814 | 2023-03-17 13:00 | 3 | 1 | 1 | 1 | 1 | 1
1815 | 2023-03-17 14:00 | 3 | 1 | 1 | 1 | 1 | 1
1816 | 2023-03-17 15:00 | 3 | 1 | 1 | 1 | 1 | 1
1817 | 2023-03-17 16:00 | 3 | 1 | 1 | 1 | 1 | 1
1818 | 2023-03-17 17:00 | 3 | 1 | 1 | 1 | 1 | 1
1819 | 2023-03-17 18:00 | 3 | 1 | 1 | 1 | 1 | 1
1820 | 2023-03-17 19:00 | 3 | 1 | 1 | 1 | 1 | 1
1821 | 2023-03-17 20:00 | 3 | 1 | 1 | 1 | 1 | 1
1822 | 2023-03-17 21:00 | 3 | 1 | 1 | 1 | 1 | 1
1823 | 2023-03-17 22:00 | 3 | 1 | 1 | 1 | 1 | 1
1824 | 2023-03-17 23:00 | 3 | 1 | 1 | 1 | 1 | 1
1825 | 2023-03-17 | 3 | 1 | 1 | 1 | 1 | 1
1826 | 2023-03-18 01:00 | 3 | 1 | 1 | 1 | 1 | 1
1827 | 2023-03-18 02:00 | 3 | 1 | 1 | 1 | 1 | 1
1828 | 2023-03-18 03:00 | 3 | 1 | 1 | 1 | 1 | 1
1829 | 2023-03-18 04:00 | 3 | 1 | 1 | 1 | 1 | 1
1830 | 2023-03-18 05:00 | 3 | 1 | 1 | 1 | 1 | 1
1831 | 2023-03-18 06:00 | 3 | 1 | 1 | 1 | 1 | 1
1832 | 2023-03-18 07:00 | 3 | 1 | 1 | 1 | 1 | 1
1833 | 2023-03-18 08:00 | 3 | 1 | 1 | 1 | 1 | 1
1834 | 2023-03-18 09:00 | 3 | 1 | 1 | 1 | 1 | 1
1835 | 2023-03-18 10:00 | 3 | 1 | 1 | 1 | 1 | 1
1836 | 2023-03-18 11:00 | 3 | 1 | 1 | 1 | 1 | 1
1837 | 2023-03-18 12:00 | 3 | 1 | 1 | 1 | 1 | 1
1838 | 2023-03-18 13:00 | 3 | 1 | 1 | 1 | 1 | 1
1839 | 2023-03-18 14:00 | 3 | 1 | 1 | 1 | 1 | 1
1840 | 2023-03-18 15:00 | 3 | 1 | 1 | 1 | 1 | 1
1841 | 2023-03-18 16:00 | 3 | 1 | 1 | 1 | 1 | 1
1842 | 2023-03-18 17:00 | 3 | 1 | 1 | 1 | 1 | 1
1843 | 2023-03-18 18:00 | 3 | 1 | 1 | 1 | 1 | 1
1844 | 2023-03-18 19:00 | 3 | 1 | 1 | 1 | 1 | 1
1845 | 2023-03-18 20:00 | 3 | 1 | 1 | 1 | 1 | 1
1846 | 2023-03-18 21:00 | 3 | 1 | 1 | 1 | 1 | 1
1847 | 2023-03-18 22:00 | 3 | 1 | 1 | 1 | 1 | 1
1848 | 2023-03-18 23:00 | 3 | 1 | 1 | 1 | 1 | 1
1849 | 2023-03-18 | 3 | 1 | 1 | 1 | 1 | 1
1850 | 2023-03-19 01:00 | 3 | 1 | 1 | 1 | 1 | 1
1851 | 2023-03-19 02:00 | 3 | 1 | 1 | 1 | 1 | 1
1852 | 2023-03-19 03:00 | 3 | 1 | 1 | 1 | 1 | 1
1853 | 2023-03-19 04:00 | 3 | 1 | 1 | 1 | 1 | 1
1854 | 2023-03-19 05:00 | 3 | 1 | 1 | 1 | 1 | 1
1855 | 2023-03-19 06:00 | 3 | 1 | 1 | 1 | 1 | 1
1856 | 2023-03-19 07:00 | 3 | 1 | 1 | 1 | 1 | 1
1857 | 2023-03-19 08:00 | 3 | 1 | 1 | 1 | 1 | 1
1858 | 2023-03-19 09:00 | 3 | 1 | 1 | 1 | 1 | 1
1859 | 2023-03-19 10:00 | 3 | 1 | 1 | 1 | 1 | 1
1860 | 2023-03-19 11:00 | 3 | 1 | 1 | 1 | 1 | 1
1861 | 2023-03-19 12:00 | 3 | 1 | 1 | 1 | 1 | 1
1862 | 2023-03-19 13:00 | 3 | 1 | 1 | 1 | 1 | 1
1863 | 2023-03-19 14:00 | 3 | 1 | 1 | 1 | 1 | 1
1864 | 2023-03-19 15:00 | 3 | 1 | 1 | 1 | 1 | 1
1865 | 2023-03-19 16:00 | 3 | 1 | 1 | 1 | 1 | 1
1866 | 2023-03-19 17:00 | 3 | 1 | 1 | 1 | 1 | 1
1867 | 2023-03-19 18:00 | 3 | 1 | 1 | 1 | 1 | 1
1868 | 2023-03-19 19:00 | 3 | 1 | 1 | 1 | 1 | 1
1869 | 2023-03-19 20:00 | 3 | 1 | 1 | 1 | 1 | 1
1870 | 2023-03-19 21:00 | 3 | 1 | 1 | 1 | 1 | 1
1871 | 2023-03-19 22:00 | 3 | 1 | 1 | 1 | 1 | 1
1872 | 2023-03-19 23:00 | 3 | 1 | 1 | 1 | 1 | 1
1873 | 2023-03-19 | 3 | 1 | 1 | 1 | 1 | 1
1874 | 2023-03-20 01:00 | 3 | 1 | 1 | 1 | 1 | 1
1875 | 2023-03-20 02:00 | 3 | 1 | 1 | 1 | 1 | 1
1876 | 2023-03-20 03:00 | 3 | 1 | 1 | 1 | 1 | 1
1877 | 2023-03-20 04:00 | 3 | 1 | 1 | 1 | 1 | 1
1878 | 2023-03-20 05:00 | 3 | 1 | 1 | 1 | 1 | 1
1879 | 2023-03-20 06:00 | 3 | 1 | 1 | 1 | 1 | 1
1880 | 2023-03-20 07:00 | 3 | 1 | 1 | 1 | 1 | 1
1881 | 2023-03-20 08:00 | 3 | 1 | 1 | 1 | 1 | 1
1882 | 2023-03-20 09:00 | 3 | 1 | 1 | 1 | 1 | 1
1883 | 2023-03-20 10:00 | 3 | 1 | 1 | 1 | 1 | 1
1884 | 2023-03-20 11:00 | 3 | 1 | 1 | 1 | 1 | 1
1885 | 2023-03-20 12:00 | 3 | 1 | 1 | 1 | 1 | 1
1886 | 2023-03-20 13:00 | 3 | 1 | 1 | 1 | 1 | 1
1887 | 2023-03-20 14:00 | 3 | 1 | 1 | 1 | 1 | 1
1888 | 2023-03-20 15:00 | 3 | 1 | 1 | 1 | 1 | 1
1889 | 2023-03-20 16:00 | 3 | 1 | 1 | 1 | 1 | 1
1890 | 2023-03-20 17:00 | 3 | 1 | 1 | 1 | 1 | 1
1891 | 2023-03-20 18:00 | 3 | 1 | 1 | 1 | 1 | 1
1892 | 2023-03-20 19:00 | 3 | 1 | 1 | 1 | 1 | 1
1893 | 2023-03-20 20:00 | 3 | 1 | 1 | 1 | 1 | 1
1894 | 2023-03-20 21:00 | 3 | 1 | 1 | 1 | 1 | 1
1895 | 2023-03-20 22:00 | 3 | 1 | 1 | 1 | 1 | 1
1896 | 2023-03-20 23:00 | 3 | 1 | 1 | 1 | 1 | 1
1897 | 2023-03-20 | 3 | 1 | 1 | 1 | 1 | 1
1898 | 2023-03-21 01:00 | 3 | 1 | 1 | 1 | 1 | 1
1899 | 2023-03-21 02:00 | 3 | 1 | 1 | 1 | 1 | 1
1900 | 2023-03-21 03:00 | 3 | 1 | 1 | 1 | 1 | 1
1901 | 2023-03-21 04:00 | 3 | 1 | 1 | 1 | 1 | 1
1902 | 2023-03-21 05:00 | 3 | 1 | 1 | 1 | 1 | 1
1903 | 2023-03-21 06:00 | 3 | 1 | 1 | 1 | 1 | 1
1904 | 2023-03-21 07:00 | 3 | 1 | 1 | 1 | 1 | 1
1905 | 2023-03-21 08:00 | 3 | 1 | 1 | 1 | 1 | 1
1906 | 2023-03-21 09:00 | 3 | 1 | 1 | 1 | 1 | 1
1907 | 2023-03-21 10:00 | 3 | 1 | 1 | 1 | 1 | 1
1908 | 2023-03-21 11:00 | 3 | 1 | 1 | 1 | 1 | 1
1909 | 2023-03-21 12:00 | 3 | 1 | 1 | 1 | 1 | 1
1910 | 2023-03-21 13:00 | 3 | 1 | 1 | 1 | 1 | 1
1911 | 2023-03-21 14:00 | 3 | 1 | 1 | 1 | 1 | 1
1912 | 2023-03-21 15:00 | 3 | 1 | 1 | 1 | 1 | 1
1913 | 2023-03-21 16:00 | 3 | 1 | 1 | 1 | 1 | 1
1914 | 2023-03-21 17:00 | 3 | 1 | 1 | 1 | 1 | 1
1915 | 2023-03-21 18:00 | 3 | 1 | 1 | 1 | 1 | 1
1916 | 2023-03-21 19:00 | 3 | 1 | 1 | 1 | 1 | 1
1917 | 2023-03-21 20:00 | 3 | 1 | 1 | 1 | 1 | 1
1918 | 2023-03-21 21:00 | 3 | 1 | 1 | 1 | 1 | 1
1919 | 2023-03-21 22:00 | 3 | 1 | 1 | 1 | 1 | 1
1920 | 2023-03-21 23:00 | 3 | 1 | 1 | 1 | 1 | 1
1921 | 2023-03-21 | 3 | 1 | 1 | 1 | 1 | 1
1922 | 2023-03-22 01:00 | 3 | 1 | 1 | 1 | 1 | 1
1923 | 2023-03-22 02:00 | 3 | 1 | 1 | 1 | 1 | 1
1924 | 2023-03-22 03:00 | 3 | 1 | 1 | 1 | 1 | 1
1925 | 2023-03-22 04:00 | 3 | 1 | 1 | 1 | 1 | 1
1926 | 2023-03-22 05:00 | 3 | 1 | 1 | 1 | 1 | 1
1927 | 2023-03-22 06:00 | 3 | 1 | 1 | 1 | 1 | 1
1928 | 2023-03-22 07:00 | 3 | 1 | 1 | 1 | 1 | 1
1929 | 2023-03-22 08:00 | 3 | 1 | 1 | 1 | 1 | 1
1930 | 2023-03-22 09:00 | 3 | 1 | 1 | 1 | 1 | 1
1931 | 2023-03-22 10:00 | 3 | 1 | 1 | 1 | 1 | 1
1932 | 2023-03-22 11:00 | 3 | 1 | 1 | 1 | 1 | 1
1933 | 2023-03-22 12:00 | 3 | 1 | 1 | 1 | 1 | 1
1934 | 2023-03-22 13:00 | 3 | 1 | 1 | 1 | 1 | 1
1935 | 2023-03-22 14:00 | 3 | 1 | 1 | 1 | 1 | 1
1936 | 2023-03-22 15:00 | 3 | 1 | 1 | 1 | 1 | 1
1937 | 2023-03-22 16:00 | 3 | 1 | 1 | 1 | 1 | 1
1938 | 2023-03-22 17:00 | 3 | 1 | 1 | 1 | 1 | 1
1939 | 2023-03-22 18:00 | 3 | 1 | 1 | 1 | 1 | 1
1940 | 2023-03-22 19:00 | 3 | 1 | 1 | 1 | 1 | 1
1941 | 2023-03-22 20:00 | 3 | 1 | 1 | 1 | 1 | 1
1942 | 2023-03-22 21:00 | 3 | 1 | 1 | 1 | 1 | 1
1943 | 2023-03-22 22:00 | 3 | 1 | 1 | 1 | 1 | 1
1944 | 2023-03-22 23:00 | 3 | 1 | 1 | 1 | 1 | 1
1945 | 2023-03-22 | 3 | 1 | 1 | 1 | 1 | 1
1946 | 2023-03-23 01:00 | 3 | 1 | 1 | 1 | 1 | 1
1947 | 2023-03-23 02:00 | 3 | 1 | 1 | 1 | 1 | 1
1948 | 2023-03-23 03:00 | 3 | 1 | 1 | 1 | 1 | 1
1949 | 2023-03-23 04:00 | 3 | 1 | 1 | 1 | 1 | 1
1950 | 2023-03-23 05:00 | 3 | 1 | 1 | 1 | 1 | 1
1951 | 2023-03-23 06:00 | 3 | 1 | 1 | 1 | 1 | 1
1952 | 2023-03-23 07:00 | 3 | 1 | 1 | 1 | 1 | 1
1953 | 2023-03-23 08:00 | 3 | 1 | 1 | 1 | 1 | 1
1954 | 2023-03-23 09:00 | 3 | 1 | 1 | 1 | 1 | 1
1955 | 2023-03-23 10:00 | 3 | 1 | 1 | 1 | 1 | 1
1956 | 2023-03-23 11:00 | 3 | 1 | 1 | 1 | 1 | 1
1957 | 2023-03-23 12:00 | 3 | 1 | 1 | 1 | 1 | 1
1958 | 2023-03-23 13:00 | 3 | 1 | 1 | 1 | 1 | 1
1959 | 2023-03-23 14:00 | 3 | 1 | 1 | 1 | 1 | 1
1960 | 2023-03-23 15:00 | 3 | 1 | 1 | 1 | 1 | 1
1961 | 2023-03-23 16:00 | 3 | 1 | 1 | 1 | 1 | 1
1962 | 2023-03-23 17:00 | 3 | 1 | 1 | 1 | 1 | 1
1963 | 2023-03-23 18:00 | 3 | 1 | 1 | 1 | 1 | 1
1964 | 2023-03-23 19:00 | 3 | 1 | 1 | 1 | 1 | 1
1965 | 2023-03-23 20:00 | 3 | 1 | 1 | 1 | 1 | 1
1966 | 2023-03-23 21:00 | 3 | 1 | 1 | 1 | 1 | 1
1967 | 2023-03-23 22:00 | 3 | 1 | 1 | 1 | 1 | 1
1968 | 2023-03-23 23:00 | 3 | 1 | 1 | 1 | 1 | 1
1969 | 2023-03-23 | 3 | 1 | 1 | 1 | 1 | 1
1970 | 2023-03-24 01:00 | 3 | 1 | 1 | 1 | 1 | 1
1971 | 2023-03-24 02:00 | 3 | 1 | 1 | 1 | 1 | 1
1972 | 2023-03-24 03:00 | 3 | 1 | 1 | 1 | 1 | 1
1973 | 2023-03-24 04:00 | 3 | 1 | 1 | 1 | 1 | 1
1974 | 2023-03-24 05:00 | 3 | 1 | 1 | 1 | 1 | 1
1975 | 2023-03-24 06:00 | 3 | 1 | 1 | 1 | 1 | 1
1976 | 2023-03-24 07:00 | 3 | 1 | 1 | 1 | 1 | 1
1977 | 2023-03-24 08:00 | 3 | 1 | 1 | 1 | 1 | 1
1978 | 2023-03-24 09:00 | 3 | 1 | 1 | 1 | 1 | 1
1979 | 2023-03-24 10:00 | 3 | 1 | 1 | 1 | 1 | 1
1980 | 2023-03-24 11:00 | 3 | 1 | 1 | 1 | 1 | 1
1981 | 2023-03-24 12:00 | 3 | 1 | 1 | 1 | 1 | 1
1982 | 2023-03-24 13:00 | 3 | 1 | 1 | 1 | 1 | 1
1983 | 2023-03-24 14:00 | 3 | 1 | 1 | 1 | 1 | 1
1984 | 2023-03-24 15:00 | 3 | 1 | 1 | 1 | 1 | 1
1985 | 2023-03-24 16:00 | 3 | 1 | 1 | 1 | 1 | 1
1986 | 2023-03-24 17:00 | 3 | 1 | 1 | 1 | 1 | 1
1987 | 2023-03-24 18:00 | 3 | 1 | 1 | 1 | 1 | 1
1988 | 2023-03-24 19:00 | 3 | 1 | 1 | 1 | 1 | 1
1989 | 2023-03-24 20:00 | 3 | 1 | 1 | 1 | 1 | 1
1990 | 2023-03-24 21:00 | 3 | 1 | 1 | 1 | 1 | 1
1991 | 2023-03-24 22:00 | 3 | 1 | 1 | 1 | 1 | 1
1992 | 2023-03-24 23:00 | 3 | 1 | 1 | 1 | 1 | 1
1993 | 2023-03-24 | 3 | 1 | 1 | 1 | 1 | 1
1994 | 2023-03-25 01:00 | 3 | 1 | 1 | 1 | 1 | 1
1995 | 2023-03-25 02:00 | 3 | 1 | 1 | 1 | 1 | 1
1996 | 2023-03-25 03:00 | 3 | 1 | 1 | 1 | 1 | 1
1997 | 2023-03-25 04:00 | 3 | 1 | 1 | 1 | 1 | 1
1998 | 2023-03-25 05:00 | 3 | 1 | 1 | 1 | 1 | 1
1999 | 2023-03-25 06:00 | 3 | 1 | 1 | 1 | 1 | 1
2000 | 2023-03-25 07:00 | 3 | 1 | 1 | 1 | 1 | 1
2001 | 2023-03-25 08:00 | 3 | 1 | 1 | 1 | 1 | 1
2002 | 2023-03-25 09:00 | 3 | 1 | 1 | 1 | 1 | 1
2003 | 2023-03-25 10:00 | 3 | 1 | 1 | 1 | 1 | 1
2004 | 2023-03-25 11:00 | 3 | 1 | 1 | 1 | 1 | 1
2005 | 2023-03-25 12:00 | 3 | 1 | 1 | 1 | 1 | 1
2006 | 2023-03-25 13:00 | 3 | 1 | 1 | 1 | 1 | 1
2007 | 2023-03-25 14:00 | 3 | 1 | 1 | 1 | 1 | 1
2008 | 2023-03-25 15:00 | 3 | 1 | 1 | 1 | 1 | 1
2009 | 2023-03-25 16:00 | 3 | 1 | 1 | 1 | 1 | 1
2010 | 2023-03-25 17:00 | 3 | 1 | 1 | 1 | 1 | 1
2011 | 2023-03-25 18:00 | 3 | 1 | 1 | 1 | 1 | 1
2012 | 2023-03-25 19:00 | 3 | 1 | 1 | 1 | 1 | 1
2013 | 2023-03-25 20:00 | 3 | 1 | 1 | 1 | 1 | 1
2014 | 2023-03-25 21:00 | 3 | 1 | 1 | 1 | 1 | 1
2015 | 2023-03-25 22:00 | 3 | 1 | 1 | 1 | 1 | 1
2016 | 2023-03-25 23:00 | 3 | 1 | 1 | 1 | 1 | 1
2017 | 2023-03-25 | 3 | 1 | 1 | 1 | 1 | 1
2018 | 2023-03-26 01:00 | 3 | 1 | 1 | 1 | 1 | 1
2019 | 2023-03-26 02:00 | 3 | 1 | 1 | 1 | 1 | 1
2020 | 2023-03-26 03:00 | 3 | 1 | 1 | 1 | 1 | 1
2021 | 2023-03-26 04:00 | 3 | 1 | 1 | 1 | 1 | 1
2022 | 2023-03-26 05:00 | 3 | 1 | 1 | 1 | 1 | 1
2023 | 2023-03-26 06:00 | 3 | 1 | 1 | 1 | 1 | 1
2024 | 2023-03-26 07:00 | 3 | 1 | 1 | 1 | 1 | 1
2025 | 2023-03-26 08:00 | 3 | 1 | 1 | 1 | 1 | 1
2026 | 2023-03-26 09:00 | 3 | 1 | 1 | 1 | 1 | 1
2027 | 2023-03-26 10:00 | 3 | 1 | 1 | 1 | 1 | 1
2028 | 2023-03-26 11:00 | 3 | 1 | 1 | 1 | 1 | 1
2029 | 2023-03-26 12:00 | 3 | 1 | 1 | 1 | 1 | 1
2030 | 2023-03-26 13:00 | 3 | 1 | 1 | 1 | 1 | 1
2031 | 2023-03-26 14:00 | 3 | 1 | 1 | 1 | 1 | 1
2032 | 2023-03-26 15:00 | 3 | 1 | 1 | 1 | 1 | 1
2033 | 2023-03-26 16:00 | 3 | 1 | 1 | 1 | 1 | 1
2034 | 2023-03-26 17:00 | 3 | 1 | 1 | 1 | 1 | 1
2035 | 2023-03-26 18:00 | 3 | 1 | 1 | 1 | 1 | 1
2036 | 2023-03-26 19:00 | 3 | 1 | 1 | 1 | 1 | 1
2037 | 2023-03-26 20:00 | 3 | 1 | 1 | 1 | 1 | 1
2038 | 2023-03-26 21:00 | 3 | 1 | 1 | 1 | 1 | 1
2039 | 2023-03-26 22:00 | 3 | 1 | 1 | 1 | 1 | 1
2040 | 2023-03-26 23:00 | 3 | 1 | 1 | 1 | 1 | 1
2041 | 2023-03-26 | 3 | 1 | 1 | 1 | 1 | 1
2042 | 2023-03-27 01:00 | 3 | 1 | 1 | 1 | 1 | 1
2043 | 2023-03-27 02:00 | 3 | 1 | 1 | 1 | 1 | 1
2044 | 2023-03-27 03:00 | 3 | 1 | 1 | 1 | 1 | 1
2045 | 2023-03-27 04:00 | 3 | 1 | 1 | 1 | 1 | 1
2046 | 2023-03-27 05:00 | 3 | 1 | 1 | 1 | 1 | 1
2047 | 2023-03-27 06:00 | 3 | 1 | 1 | 1 | 1 | 1
2048 | 2023-03-27 07:00 | 3 | 1 | 1 | 1 | 1 | 1
2049 | 2023-03-27 08:00 | 3 | 1 | 1 | 1 | 1 | 1
2050 | 2023-03-27 09:00 | 3 | 1 | 1 | 1 | 1 | 1
2051 | 2023-03-27 10:00 | 3 | 1 | 1 | 1 | 1 | 1
2052 | 2023-03-27 11:00 | 3 | 1 | 1 | 1 | 1 | 1
2053 | 2023-03-27 12:00 | 3 | 1 | 1 | 1 | 1 | 1
2054 | 2023-03-27 13:00 | 3 | 1 | 1 | 1 | 1 | 1
2055 | 2023-03-27 14:00 | 3 | 1 | 1 | 1 | 1 | 1
2056 | 2023-03-27 15:00 | 3 | 1 | 1 | 1 | 1 | 1
2057 | 2023-03-27 16:00 | 3 | 1 | 1 | 1 | 1 | 1
2058 | 2023-03-27 17:00 | 3 | 1 | 1 | 1 | 1 | 1
2059 | 2023-03-27 18:00 | 3 | 1 | 1 | 1 | 1 | 1
2060 | 2023-03-27 19:00 | 3 | 1 | 1 | 1 | 1 | 1
2061 | 2023-03-27 20:00 | 3 | 1 | 1 | 1 | 1 | 1
2062 | 2023-03-27 21:00 | 3 | 1 | 1 | 1 | 1 | 1
2063 | 2023-03-27 22:00 | 3 | 1 | 1 | 1 | 1 | 1
2064 | 2023-03-27 23:00 | 3 | 1 | 1 | 1 | 1 | 1
2065 | 2023-03-27 | 3 | 1 | 1 | 1 | 1 | 1
2066 | 2023-03-28 01:00 | 3 | 1 | 1 | 1 | 1 | 1
2067 | 2023-03-28 02:00 | 3 | 1 | 1 | 1 | 1 | 1
2068 | 2023-03-28 03:00 | 3 | 1 | 1 | 1 | 1 | 1
2069 | 2023-03-28 04:00 | 3 | 1 | 1 | 1 | 1 | 1
2070 | 2023-03-28 05:00 | 3 | 1 | 1 | 1 | 1 | 1
2071 | 2023-03-28 06:00 | 3 | 1 | 1 | 1 | 1 | 1
2072 | 2023-03-28 07:00 | 3 | 1 | 1 | 1 | 1 | 1
2073 | 2023-03-28 08:00 | 3 | 1 | 1 | 1 | 1 | 1
2074 | 2023-03-28 09:00 | 3 | 1 | 1 | 1 | 1 | 1
2075 | 2023-03-28 10:00 | 3 | 1 | 1 | 1 | 1 | 1
2076 | 2023-03-28 11:00 | 3 | 1 | 1 | 1 | 1 | 1
2077 | 2023-03-28 12:00 | 3 | 1 | 1 | 1 | 1 | 1
2078 | 2023-03-28 13:00 | 3 | 1 | 1 | 1 | 1 | 1
2079 | 2023-03-28 14:00 | 3 | 1 | 1 | 1 | 1 | 1
2080 | 2023-03-28 15:00 | 3 | 1 | 1 | 1 | 1 | 1
2081 | 2023-03-28 16:00 | 3 | 1 | 1 | 1 | 1 | 1
2082 | 2023-03-28 17:00 | 3 | 1 | 1 | 1 | 1 | 1
2083 | 2023-03-28 18:00 | 3 | 1 | 1 | 1 | 1 | 1
2084 | 2023-03-28 19:00 | 3 | 1 | 1 | 1 | 1 | 1
2085 | 2023-03-28 20:00 | 3 | 1 | 1 | 1 | 1 | 1
2086 | 2023-03-28 21:00 | 3 | 1 | 1 | 1 | 1 | 1
2087 | 2023-03-28 22:00 | 3 | 1 | 1 | 1 | 1 | 1
2088 | 2023-03-28 23:00 | 3 | 1 | 1 | 1 | 1 | 1
2089 | 2023-03-28 | 3 | 1 | 1 | 1 | 1 | 1
2090 | 2023-03-29 01:00 | 3 | 1 | 1 | 1 | 1 | 1
2091 | 2023-03-29 02:00 | 3 | 1 | 1 | 1 | 1 | 1
2092 | 2023-03-29 03:00 | 3 | 1 | 1 | 1 | 1 | 1
2093 | 2023-03-29 04:00 | 3 | 1 | 1 | 1 | 1 | 1
2094 | 2023-03-29 05:00 | 3 | 1 | 1 | 1 | 1 | 1
2095 | 2023-03-29 06:00 | 3 | 1 | 1 | 1 | 1 | 1
2096 | 2023-03-29 07:00 | 3 | 1 | 1 | 1 | 1 | 1
2097 | 2023-03-29 08:00 | 3 | 1 | 1 | 1 | 1 | 1
2098 | 2023-03-29 09:00 | 3 | 1 | 1 | 1 | 1 | 1
2099 | 2023-03-29 10:00 | 3 | 1 | 1 | 1 | 1 | 1
2100 | 2023-03-29 11:00 | 3 | 1 | 1 | 1 | 1 | 1
2101 | 2023-03-29 12:00 | 3 | 1 | 1 | 1 | 1 | 1
2102 | 2023-03-29 13:00 | 3 | 1 | 1 | 1 | 1 | 1
2103 | 2023-03-29 14:00 | 3 | 1 | 1 | 1 | 1 | 1
2104 | 2023-03-29 15:00 | 3 | 1 | 1 | 1 | 1 | 1
2105 | 2023-03-29 16:00 | 3 | 1 | 1 | 1 | 1 | 1
2106 | 2023-03-29 17:00 | 3 | 1 | 1 | 1 | 1 | 1
2107 | 2023-03-29 18:00 | 3 | 1 | 1 | 1 | 1 | 1
2108 | 2023-03-29 19:00 | 3 | 1 | 1 | 1 | 1 | 1
2109 | 2023-03-29 20:00 | 3 | 1 | 1 | 1 | 1 | 1
2110 | 2023-03-29 21:00 | 3 | 1 | 1 | 1 | 1 | 1
2111 | 2023-03-29 22:00 | 3 | 1 | 1 | 1 | 1 | 1
2112 | 2023-03-29 23:00 | 3 | 1 | 1 | 1 | 1 | 1
2113 | 2023-03-29 | 3 | 1 | 1 | 1 | 1 | 1
2114 | 2023-03-30 01:00 | 3 | 1 | 1 | 1 | 1 | 1
2115 | 2023-03-30 02:00 | 3 | 1 | 1 | 1 | 1 | 1
2116 | 2023-03-30 03:00 | 3 | 1 | 1 | 1 | 1 | 1
2117 | 2023-03-30 04:00 | 3 | 1 | 1 | 1 | 1 | 1
2118 | 2023-03-30 05:00 | 3 | 1 | 1 | 1 | 1 | 1
2119 | 2023-03-30 06:00 | 3 | 1 | 1 | 1 | 1 | 1
2120 | 2023-03-30 07:00 | 3 | 1 | 1 | 1 | 1 | 1
2121 | 2023-03-30 08:00 | 3 | 1 | 1 | 1 | 1 | 1
2122 | 2023-03-30 09:00 | 3 | 1 | 1 | 1 | 1 | 1
2123 | 2023-03-30 10:00 | 3 | 1 | 1 | 1 | 1 | 1
2124 | 2023-03-30 11:00 | 3 | 1 | 1 | 1 | 1 | 1
2125 | 2023-03-30 12:00 | 3 | 1 | 1 | 1 | 1 | 1
2126 | 2023-03-30 13:00 | 3 | 1 | 1 | 1 | 1 | 1
2127 | 2023-03-30 14:00 | 3 | 1 | 1 | 1 | 1 | 1
2128 | 2023-03-30 15:00 | 3 | 1 | 1 | 1 | 1 | 1
2129 | 2023-03-30 16:00 | 3 | 1 | 1 | 1 | 1 | 1
2130 | 2023-03-30 17:00 | 3 | 1 | 1 | 1 | 1 | 1
2131 | 2023-03-30 18:00 | 3 | 1 | 1 | 1 | 1 | 1
2132 | 2023-03-30 19:00 | 3 | 1 | 1 | 1 | 1 | 1
2133 | 2023-03-30 20:00 | 3 | 1 | 1 | 1 | 1 | 1
2134 | 2023-03-30 21:00 | 3 | 1 | 1 | 1 | 1 | 1
2135 | 2023-03-30 22:00 | 3 | 1 | 1 | 1 | 1 | 1
2136 | 2023-03-30 23:00 | 3 | 1 | 1 | 1 | 1 | 1
2137 | 2023-03-30 | 3 | 1 | 1 | 1 | 1 | 1
2138 | 2023-03-31 01:00 | 3 | 1 | 1 | 1 | 1 | 1
2139 | 2023-03-31 02:00 | 3 | 1 | 1 | 1 | 1 | 1
2140 | 2023-03-31 03:00 | 3 | 1 | 1 | 1 | 1 | 1
2141 | 2023-03-31 04:00 | 3 | 1 | 1 | 1 | 1 | 1
2142 | 2023-03-31 05:00 | 3 | 1 | 1 | 1 | 1 | 1
2143 | 2023-03-31 06:00 | 3 | 1 | 1 | 1 | 1 | 1
2144 | 2023-03-31 07:00 | 3 | 1 | 1 | 1 | 1 | 1
2145 | 2023-03-31 08:00 | 3 | 1 | 1 | 1 | 1 | 1
2146 | 2023-03-31 09:00 | 3 | 1 | 1 | 1 | 1 | 1
2147 | 2023-03-31 10:00 | 3 | 1 | 1 | 1 | 1 | 1
2148 | 2023-03-31 11:00 | 3 | 1 | 1 | 1 | 1 | 1
2149 | 2023-03-31 12:00 | 3 | 1 | 1 | 1 | 1 | 1
2150 | 2023-03-31 13:00 | 3 | 1 | 1 | 1 | 1 | 1
2151 | 2023-03-31 14:00 | 3 | 1 | 1 | 1 | 1 | 1
2152 | 2023-03-31 15:00 | 3 | 1 | 1 | 1 | 1 | 1
2153 | 2023-03-31 16:00 | 3 | 1 | 1 | 1 | 1 | 1
2154 | 2023-03-31 17:00 | 3 | 1 | 1 | 1 | 1 | 1
2155 | 2023-03-31 18:00 | 3 | 1 | 1 | 1 | 1 | 1
2156 | 2023-03-31 19:00 | 3 | 1 | 1 | 1 | 1 | 1
2157 | 2023-03-31 20:00 | 3 | 1 | 1 | 1 | 1 | 1
2158 | 2023-03-31 21:00 | 3 | 1 | 1 | 1 | 1 | 1
2159 | 2023-03-31 22:00 | 3 | 1 | 1 | 1 | 1 | 1
2160 | 2023-03-31 23:00 | 3 | 1 | 1 | 1 | 1 | 1
2161 | 2023-03-31 | 3 | 1 | 1 | 1 | 1 | 1
2162 | 2023-04-01 01:00 | 4 | 1 | 1 | 1 | 1 | 1
2163 | 2023-04-01 02:00 | 4 | 1 | 1 | 1 | 1 | 1
2164 | 2023-04-01 03:00 | 4 | 1 | 1 | 1 | 1 | 1
2165 | 2023-04-01 04:00 | 4 | 1 | 1 | 1 | 1 | 1
2166 | 2023-04-01 05:00 | 4 | 1 | 1 | 1 | 1 | 1
2167 | 2023-04-01 06:00 | 4 | 1 | 1 | 1 | 1 | 1
2168 | 2023-04-01 07:00 | 4 | 1 | 1 | 1 | 1 | 1
2169 | 2023-04-01 08:00 | 4 | 1 | 1 | 1 | 1 | 1
2170 | 2023-04-01 09:00 | 4 | 1 | 1 | 1 | 1 | 1
2171 | 2023-04-01 10:00 | 4 | 1 | 1 | 1 | 1 | 1
2172 | 2023-04-01 11:00 | 4 | 1 | 1 | 1 | 1 | 1
2173 | 2023-04-01 12:00 | 4 | 1 | 1 | 1 | 1 | 1
2174 | 2023-04-01 13:00 | 4 | 1 | 1 | 1 | 1 | 1
2175 | 2023-04-01 14:00 | 4 | 1 | 1 | 1 | 1 | 1
2176 | 2023-04-01 15:00 | 4 | 1 | 1 | 1 | 1 | 1
2177 | 2023-04-01 16:00 | 4 | 1 | 1 | 1 | 1 | 1
2178 | 2023-04-01 17:00 | 4 | 1 | 1 | 1 | 1 | 1
2179 | 2023-04-01 18:00 | 4 | 1 | 1 | 1 | 1 | 1
2180 | 2023-04-01 19:00 | 4 | 1 | 1 | 1 | 1 | 1
2181 | 2023-04-01 20:00 | 4 | 1 | 1 | 1 | 1 | 1
2182 | 2023-04-01 21:00 | 4 | 1 | 1 | 1 | 1 | 1
2183 | 2023-04-01 22:00 | 4 | 1 | 1 | 1 | 1 | 1
2184 | 2023-04-01 23:00 | 4 | 1 | 1 | 1 | 1 | 1
2185 | 2023-04-01 | 4 | 1 | 1 | 1 | 1 | 1
2186 | 2023-04-02 01:00 | 4 | 1 | 1 | 1 | 1 | 1
2187 | 2023-04-02 02:00 | 4 | 1 | 1 | 1 | 1 | 1
2188 | 2023-04-02 03:00 | 4 | 1 | 1 | 1 | 1 | 1
2189 | 2023-04-02 04:00 | 4 | 1 | 1 | 1 | 1 | 1
2190 | 2023-04-02 05:00 | 4 | 1 | 1 | 1 | 1 | 1
2191 | 2023-04-02 06:00 | 4 | 1 | 1 | 1 | 1 | 1
2192 | 2023-04-02 07:00 | 4 | 1 | 1 | 1 | 1 | 1
2193 | 2023-04-02 08:00 | 4 | 1 | 1 | 1 | 1 | 1
2194 | 2023-04-02 09:00 | 4 | 1 | 1 | 1 | 1 | 1
2195 | 2023-04-02 10:00 | 4 | 1 | 1 | 1 | 1 | 1
2196 | 2023-04-02 11:00 | 4 | 1 | 1 | 1 | 1 | 1
2197 | 2023-04-02 12:00 | 4 | 1 | 1 | 1 | 1 | 1
2198 | 2023-04-02 13:00 | 4 | 1 | 1 | 1 | 1 | 1
2199 | 2023-04-02 14:00 | 4 | 1 | 1 | 1 | 1 | 1
2200 | 2023-04-02 15:00 | 4 | 1 | 1 | 1 | 1 | 1
2201 | 2023-04-02 16:00 | 4 | 1 | 1 | 1 | 1 | 1
2202 | 2023-04-02 17:00 | 4 | 1 | 1 | 1 | 1 | 1
2203 | 2023-04-02 18:00 | 4 | 1 | 1 | 1 | 1 | 1
2204 | 2023-04-02 19:00 | 4 | 1 | 1 | 1 | 1 | 1
2205 | 2023-04-02 20:00 | 4 | 1 | 1 | 1 | 1 | 1
2206 | 2023-04-02 21:00 | 4 | 1 | 1 | 1 | 1 | 1
2207 | 2023-04-02 22:00 | 4 | 1 | 1 | 1 | 1 | 1
2208 | 2023-04-02 23:00 | 4 | 1 | 1 | 1 | 1 | 1
2209 | 2023-04-02 | 4 | 1 | 1 | 1 | 1 | 1
2210 | 2023-04-03 01:00 | 4 | 1 | 1 | 1 | 1 | 1
2211 | 2023-04-03 02:00 | 4 | 1 | 1 | 1 | 1 | 1
2212 | 2023-04-03 03:00 | 4 | 1 | 1 | 1 | 1 | 1
2213 | 2023-04-03 04:00 | 4 | 1 | 1 | 1 | 1 | 1
2214 | 2023-04-03 05:00 | 4 | 1 | 1 | 1 | 1 | 1
2215 | 2023-04-03 06:00 | 4 | 1 | 1 | 1 | 1 | 1
2216 | 2023-04-03 07:00 | 4 | 1 | 1 | 1 | 1 | 1
2217 | 2023-04-03 08:00 | 4 | 1 | 1 | 1 | 1 | 1
2218 | 2023-04-03 09:00 | 4 | 1 | 1 | 1 | 1 | 1
2219 | 2023-04-03 10:00 | 4 | 1 | 1 | 1 | 1 | 1
2220 | 2023-04-03 11:00 | 4 | 1 | 1 | 1 | 1 | 1
2221 | 2023-04-03 12:00 | 4 | 1 | 1 | 1 | 1 | 1
2222 | 2023-04-03 13:00 | 4 | 1 | 1 | 1 | 1 | 1
2223 | 2023-04-03 14:00 | 4 | 1 | 1 | 1 | 1 | 1
2224 | 2023-04-03 15:00 | 4 | 1 | 1 | 1 | 1 | 1
2225 | 2023-04-03 16:00 | 4 | 1 | 1 | 1 | 1 | 1
2226 | 2023-04-03 17:00 | 4 | 1 | 1 | 1 | 1 | 1
2227 | 2023-04-03 18:00 | 4 | 1 | 1 | 1 | 1 | 1
2228 | 2023-04-03 19:00 | 4 | 1 | 1 | 1 | 1 | 1
2229 | 2023-04-03 20:00 | 4 | 1 | 1 | 1 | 1 | 1
2230 | 2023-04-03 21:00 | 4 | 1 | 1 | 1 | 1 | 1
2231 | 2023-04-03 22:00 | 4 | 1 | 1 | 1 | 1 | 1
2232 | 2023-04-03 23:00 | 4 | 1 | 1 | 1 | 1 | 1
2233 | 2023-04-03 | 4 | 1 | 1 | 1 | 1 | 1
2234 | 2023-04-04 01:00 | 4 | 1 | 1 | 1 | 1 | 1
2235 | 2023-04-04 02:00 | 4 | 1 | 1 | 1 | 1 | 1
2236 | 2023-04-04 03:00 | 4 | 1 | 1 | 1 | 1 | 1
2237 | 2023-04-04 04:00 | 4 | 1 | 1 | 1 | 1 | 1
2238 | 2023-04-04 05:00 | 4 | 1 | 1 | 1 | 1 | 1
2239 | 2023-04-04 06:00 | 4 | 1 | 1 | 1 | 1 | 1
2240 | 2023-04-04 07:00 | 4 | 1 | 1 | 1 | 1 | 1
2241 | 2023-04-04 08:00 | 4 | 1 | 1 | 1 | 1 | 1
2242 | 2023-04-04 09:00 | 4 | 1 | 1 | 1 | 1 | 1
2243 | 2023-04-04 10:00 | 4 | 1 | 1 | 1 | 1 | 1
2244 | 2023-04-04 11:00 | 4 | 1 | 1 | 1 | 1 | 1
2245 | 2023-04-04 12:00 | 4 | 1 | 1 | 1 | 1 | 1
2246 | 2023-04-04 13:00 | 4 | 1 | 1 | 1 | 1 | 1
2247 | 2023-04-04 14:00 | 4 | 1 | 1 | 1 | 1 | 1
2248 | 2023-04-04 15:00 | 4 | 1 | 1 | 1 | 1 | 1
2249 | 2023-04-04 16:00 | 4 | 1 | 1 | 1 | 1 | 1
2250 | 2023-04-04 17:00 | 4 | 1 | 1 | 1 | 1 | 1
2251 | 2023-04-04 18:00 | 4 | 1 | 1 | 1 | 1 | 1
2252 | 2023-04-04 19:00 | 4 | 1 | 1 | 1 | 1 | 1
2253 | 2023-04-04 20:00 | 4 | 1 | 1 | 1 | 1 | 1
2254 | 2023-04-04 21:00 | 4 | 1 | 1 | 1 | 1 | 1
2255 | 2023-04-04 22:00 | 4 | 1 | 1 | 1 | 1 | 1
2256 | 2023-04-04 23:00 | 4 | 1 | 1 | 1 | 1 | 1
2257 | 2023-04-04 | 4 | 1 | 1 | 1 | 1 | 1
2258 | 2023-04-05 01:00 | 4 | 1 | 1 | 1 | 1 | 1
2259 | 2023-04-05 02:00 | 4 | 1 | 1 | 1 | 1 | 1
2260 | 2023-04-05 03:00 | 4 | 1 | 1 | 1 | 1 | 1
2261 | 2023-04-05 04:00 | 4 | 1 | 1 | 1 | 1 | 1
2262 | 2023-04-05 05:00 | 4 | 1 | 1 | 1 | 1 | 1
2263 | 2023-04-05 06:00 | 4 | 1 | 1 | 1 | 1 | 1
2264 | 2023-04-05 07:00 | 4 | 1 | 1 | 1 | 1 | 1
2265 | 2023-04-05 08:00 | 4 | 1 | 1 | 1 | 1 | 1
2266 | 2023-04-05 09:00 | 4 | 1 | 1 | 1 | 1 | 1
2267 | 2023-04-05 10:00 | 4 | 1 | 1 | 1 | 1 | 1
2268 | 2023-04-05 11:00 | 4 | 1 | 1 | 1 | 1 | 1
2269 | 2023-04-05 12:00 | 4 | 1 | 1 | 1 | 1 | 1
2270 | 2023-04-05 13:00 | 4 | 1 | 1 | 1 | 1 | 1
2271 | 2023-04-05 14:00 | 4 | 1 | 1 | 1 | 1 | 1
2272 | 2023-04-05 15:00 | 4 | 1 | 1 | 1 | 1 | 1
2273 | 2023-04-05 16:00 | 4 | 1 | 1 | 1 | 1 | 1
2274 | 2023-04-05 17:00 | 4 | 1 | 1 | 1 | 1 | 1
2275 | 2023-04-05 18:00 | 4 | 1 | 1 | 1 | 1 | 1
2276 | 2023-04-05 19:00 | 4 | 1 | 1 | 1 | 1 | 1
2277 | 2023-04-05 20:00 | 4 | 1 | 1 | 1 | 1 | 1
2278 | 2023-04-05 21:00 | 4 | 1 | 1 | 1 | 1 | 1
2279 | 2023-04-05 22:00 | 4 | 1 | 1 | 1 | 1 | 1
2280 | 2023-04-05 23:00 | 4 | 1 | 1 | 1 | 1 | 1
2281 | 2023-04-05 | 4 | 1 | 1 | 1 | 1 | 1
2282 | 2023-04-06 01:00 | 4 | 1 | 1 | 1 | 1 | 1
2283 | 2023-04-06 02:00 | 4 | 1 | 1 | 1 | 1 | 1
2284 | 2023-04-06 03:00 | 4 | 1 | 1 | 1 | 1 | 1
2285 | 2023-04-06 04:00 | 4 | 1 | 1 | 1 | 1 | 1
2286 | 2023-04-06 05:00 | 4 | 1 | 1 | 1 | 1 | 1
2287 | 2023-04-06 06:00 | 4 | 1 | 1 | 1 | 1 | 1
2288 | 2023-04-06 07:00 | 4 | 1 | 1 | 1 | 1 | 1
2289 | 2023-04-06 08:00 | 4 | 1 | 1 | 1 | 1 | 1
2290 | 2023-04-06 09:00 | 4 | 1 | 1 | 1 | 1 | 1
2291 | 2023-04-06 10:00 | 4 | 1 | 1 | 1 | 1 | 1
2292 | 2023-04-06 11:00 | 4 | 1 | 1 | 1 | 1 | 1
2293 | 2023-04-06 12:00 | 4 | 1 | 1 | 1 | 1 | 1
2294 | 2023-04-06 13:00 | 4 | 1 | 1 | 1 | 1 | 1
2295 | 2023-04-06 14:00 | 4 | 1 | 1 | 1 | 1 | 1
2296 | 2023-04-06 15:00 | 4 | 1 | 1 | 1 | 1 | 1
2297 | 2023-04-06 16:00 | 4 | 1 | 1 | 1 | 1 | 1
2298 | 2023-04-06 17:00 | 4 | 1 | 1 | 1 | 1 | 1
2299 | 2023-04-06 18:00 | 4 | 1 | 1 | 1 | 1 | 1
2300 | 2023-04-06 19:00 | 4 | 1 | 1 | 1 | 1 | 1
2301 | 2023-04-06 20:00 | 4 | 1 | 1 | 1 | 1 | 1
2302 | 2023-04-06 21:00 | 4 | 1 | 1 | 1 | 1 | 1
2303 | 2023-04-06 22:00 | 4 | 1 | 1 | 1 | 1 | 1
2304 | 2023-04-06 23:00 | 4 | 1 | 1 | 1 | 1 | 1
2305 | 2023-04-06 | 4 | 1 | 1 | 1 | 1 | 1
2306 | 2023-04-07 01:00 | 4 | 1 | 1 | 1 | 1 | 1
2307 | 2023-04-07 02:00 | 4 | 1 | 1 | 1 | 1 | 1
2308 | 2023-04-07 03:00 | 4 | 1 | 1 | 1 | 1 | 1
2309 | 2023-04-07 04:00 | 4 | 1 | 1 | 1 | 1 | 1
2310 | 2023-04-07 05:00 | 4 | 1 | 1 | 1 | 1 | 1
2311 | 2023-04-07 06:00 | 4 | 1 | 1 | 1 | 1 | 1
2312 | 2023-04-07 07:00 | 4 | 1 | 1 | 1 | 1 | 1
2313 | 2023-04-07 08:00 | 4 | 1 | 1 | 1 | 1 | 1
2314 | 2023-04-07 09:00 | 4 | 1 | 1 | 1 | 1 | 1
2315 | 2023-04-07 10:00 | 4 | 1 | 1 | 1 | 1 | 1
2316 | 2023-04-07 11:00 | 4 | 1 | 1 | 1 | 1 | 1
2317 | 2023-04-07 12:00 | 4 | 1 | 1 | 1 | 1 | 1
2318 | 2023-04-07 13:00 | 4 | 1 | 1 | 1 | 1 | 1
2319 | 2023-04-07 14:00 | 4 | 1 | 1 | 1 | 1 | 1
2320 | 2023-04-07 15:00 | 4 | 1 | 1 | 1 | 1 | 1
2321 | 2023-04-07 16:00 | 4 | 1 | 1 | 1 | 1 | 1
2322 | 2023-04-07 17:00 | 4 | 1 | 1 | 1 | 1 | 1
2323 | 2023-04-07 18:00 | 4 | 1 | 1 | 1 | 1 | 1
2324 | 2023-04-07 19:00 | 4 | 1 | 1 | 1 | 1 | 1
2325 | 2023-04-07 20:00 | 4 | 1 | 1 | 1 | 1 | 1
2326 | 2023-04-07 21:00 | 4 | 1 | 1 | 1 | 1 | 1
2327 | 2023-04-07 22:00 | 4 | 1 | 1 | 1 | 1 | 1
2328 | 2023-04-07 23:00 | 4 | 1 | 1 | 1 | 1 | 1
2329 | 2023-04-07 | 4 | 1 | 1 | 1 | 1 | 1
2330 | 2023-04-08 01:00 | 4 | 1 | 1 | 1 | 1 | 1
2331 | 2023-04-08 02:00 | 4 | 1 | 1 | 1 | 1 | 1
2332 | 2023-04-08 03:00 | 4 | 1 | 1 | 1 | 1 | 1
2333 | 2023-04-08 04:00 | 4 | 1 | 1 | 1 | 1 | 1
2334 | 2023-04-08 05:00 | 4 | 1 | 1 | 1 | 1 | 1
2335 | 2023-04-08 06:00 | 4 | 1 | 1 | 1 | 1 | 1
2336 | 2023-04-08 07:00 | 4 | 1 | 1 | 1 | 1 | 1
2337 | 2023-04-08 08:00 | 4 | 1 | 1 | 1 | 1 | 1
2338 | 2023-04-08 09:00 | 4 | 1 | 1 | 1 | 1 | 1
2339 | 2023-04-08 10:00 | 4 | 1 | 1 | 1 | 1 | 1
2340 | 2023-04-08 11:00 | 4 | 1 | 1 | 1 | 1 | 1
2341 | 2023-04-08 12:00 | 4 | 1 | 1 | 1 | 1 | 1
2342 | 2023-04-08 13:00 | 4 | 1 | 1 | 1 | 1 | 1
2343 | 2023-04-08 14:00 | 4 | 1 | 1 | 1 | 1 | 1
2344 | 2023-04-08 15:00 | 4 | 1 | 1 | 1 | 1 | 1
2345 | 2023-04-08 16:00 | 4 | 1 | 1 | 1 | 1 | 1
2346 | 2023-04-08 17:00 | 4 | 1 | 1 | 1 | 1 | 1
2347 | 2023-04-08 18:00 | 4 | 1 | 1 | 1 | 1 | 1
2348 | 2023-04-08 19:00 | 4 | 1 | 1 | 1 | 1 | 1
2349 | 2023-04-08 20:00 | 4 | 1 | 1 | 1 | 1 | 1
2350 | 2023-04-08 21:00 | 4 | 1 | 1 | 1 | 1 | 1
2351 | 2023-04-08 22:00 | 4 | 1 | 1 | 1 | 1 | 1
2352 | 2023-04-08 23:00 | 4 | 1 | 1 | 1 | 1 | 1
2353 | 2023-04-08 | 4 | 1 | 1 | 1 | 1 | 1
2354 | 2023-04-09 01:00 | 4 | 1 | 1 | 1 | 1 | 1
2355 | 2023-04-09 02:00 | 4 | 1 | 1 | 1 | 1 | 1
2356 | 2023-04-09 03:00 | 4 | 1 | 1 | 1 | 1 | 1
2357 | 2023-04-09 04:00 | 4 | 1 | 1 | 1 | 1 | 1
2358 | 2023-04-09 05:00 | 4 | 1 | 1 | 1 | 1 | 1
2359 | 2023-04-09 06:00 | 4 | 1 | 1 | 1 | 1 | 1
2360 | 2023-04-09 07:00 | 4 | 1 | 1 | 1 | 1 | 1
2361 | 2023-04-09 08:00 | 4 | 1 | 1 | 1 | 1 | 1
2362 | 2023-04-09 09:00 | 4 | 1 | 1 | 1 | 1 | 1
2363 | 2023-04-09 10:00 | 4 | 1 | 1 | 1 | 1 | 1
2364 | 2023-04-09 11:00 | 4 | 1 | 1 | 1 | 1 | 1
2365 | 2023-04-09 12:00 | 4 | 1 | 1 | 1 | 1 | 1
2366 | 2023-04-09 13:00 | 4 | 1 | 1 | 1 | 1 | 1
2367 | 2023-04-09 14:00 | 4 | 1 | 1 | 1 | 1 | 1
2368 | 2023-04-09 15:00 | 4 | 1 | 1 | 1 | 1 | 1
2369 | 2023-04-09 16:00 | 4 | 1 | 1 | 1 | 1 | 1
2370 | 2023-04-09 17:00 | 4 | 1 | 1 | 1 | 1 | 1
2371 | 2023-04-09 18:00 | 4 | 1 | 1 | 1 | 1 | 1
2372 | 2023-04-09 19:00 | 4 | 1 | 1 | 1 | 1 | 1
2373 | 2023-04-09 20:00 | 4 | 1 | 1 | 1 | 1 | 1
2374 | 2023-04-09 21:00 | 4 | 1 | 1 | 1 | 1 | 1
2375 | 2023-04-09 22:00 | 4 | 1 | 1 | 1 | 1 | 1
2376 | 2023-04-09 23:00 | 4 | 1 | 1 | 1 | 1 | 1
2377 | 2023-04-09 | 4 | 1 | 1 | 1 | 1 | 1
2378 | 2023-04-10 01:00 | 4 | 1 | 1 | 1 | 1 | 1
2379 | 2023-04-10 02:00 | 4 | 1 | 1 | 1 | 1 | 1
2380 | 2023-04-10 03:00 | 4 | 1 | 1 | 1 | 1 | 1
2381 | 2023-04-10 04:00 | 4 | 1 | 1 | 1 | 1 | 1
2382 | 2023-04-10 05:00 | 4 | 1 | 1 | 1 | 1 | 1
2383 | 2023-04-10 06:00 | 4 | 1 | 1 | 1 | 1 | 1
2384 | 2023-04-10 07:00 | 4 | 1 | 1 | 1 | 1 | 1
2385 | 2023-04-10 08:00 | 4 | 1 | 1 | 1 | 1 | 1
2386 | 2023-04-10 09:00 | 4 | 1 | 1 | 1 | 1 | 1
2387 | 2023-04-10 10:00 | 4 | 1 | 1 | 1 | 1 | 1
2388 | 2023-04-10 11:00 | 4 | 1 | 1 | 1 | 1 | 1
2389 | 2023-04-10 12:00 | 4 | 1 | 1 | 1 | 1 | 1
2390 | 2023-04-10 13:00 | 4 | 1 | 1 | 1 | 1 | 1
2391 | 2023-04-10 14:00 | 4 | 1 | 1 | 1 | 1 | 1
2392 | 2023-04-10 15:00 | 4 | 1 | 1 | 1 | 1 | 1
2393 | 2023-04-10 16:00 | 4 | 1 | 1 | 1 | 1 | 1
2394 | 2023-04-10 17:00 | 4 | 1 | 1 | 1 | 1 | 1
2395 | 2023-04-10 18:00 | 4 | 1 | 1 | 1 | 1 | 1
2396 | 2023-04-10 19:00 | 4 | 1 | 1 | 1 | 1 | 1
2397 | 2023-04-10 20:00 | 4 | 1 | 1 | 1 | 1 | 1
2398 | 2023-04-10 21:00 | 4 | 1 | 1 | 1 | 1 | 1
2399 | 2023-04-10 22:00 | 4 | 1 | 1 | 1 | 1 | 1
2400 | 2023-04-10 23:00 | 4 | 1 | 1 | 1 | 1 | 1
2401 | 2023-04-10 | 4 | 1 | 1 | 1 | 1 | 1
2402 | 2023-04-11 01:00 | 4 | 1 | 1 | 1 | 1 | 1
2403 | 2023-04-11 02:00 | 4 | 1 | 1 | 1 | 1 | 1
2404 | 2023-04-11 03:00 | 4 | 1 | 1 | 1 | 1 | 1
2405 | 2023-04-11 04:00 | 4 | 1 | 1 | 1 | 1 | 1
2406 | 2023-04-11 05:00 | 4 | 1 | 1 | 1 | 1 | 1
2407 | 2023-04-11 06:00 | 4 | 1 | 1 | 1 | 1 | 1
2408 | 2023-04-11 07:00 | 4 | 1 | 1 | 1 | 1 | 1
2409 | 2023-04-11 08:00 | 4 | 1 | 1 | 1 | 1 | 1
2410 | 2023-04-11 09:00 | 4 | 1 | 1 | 1 | 1 | 1
2411 | 2023-04-11 10:00 | 4 | 1 | 1 | 1 | 1 | 1
2412 | 2023-04-11 11:00 | 4 | 1 | 1 | 1 | 1 | 1
2413 | 2023-04-11 12:00 | 4 | 1 | 1 | 1 | 1 | 1
2414 | 2023-04-11 13:00 | 4 | 1 | 1 | 1 | 1 | 1
2415 | 2023-04-11 14:00 | 4 | 1 | 1 | 1 | 1 | 1
2416 | 2023-04-11 15:00 | 4 | 1 | 1 | 1 | 1 | 1
2417 | 2023-04-11 16:00 | 4 | 1 | 1 | 1 | 1 | 1
2418 | 2023-04-11 17:00 | 4 | 1 | 1 | 1 | 1 | 1
2419 | 2023-04-11 18:00 | 4 | 1 | 1 | 1 | 1 | 1
2420 | 2023-04-11 19:00 | 4 | 1 | 1 | 1 | 1 | 1
2421 | 2023-04-11 20:00 | 4 | 1 | 1 | 1 | 1 | 1
2422 | 2023-04-11 21:00 | 4 | 1 | 1 | 1 | 1 | 1
2423 | 2023-04-11 22:00 | 4 | 1 | 1 | 1 | 1 | 1
2424 | 2023-04-11 23:00 | 4 | 1 | 1 | 1 | 1 | 1
2425 | 2023-04-11 | 4 | 1 | 1 | 1 | 1 | 1
2426 | 2023-04-12 01:00 | 4 | 1 | 1 | 1 | 1 | 1
2427 | 2023-04-12 02:00 | 4 | 1 | 1 | 1 | 1 | 1
2428 | 2023-04-12 03:00 | 4 | 1 | 1 | 1 | 1 | 1
2429 | 2023-04-12 04:00 | 4 | 1 | 1 | 1 | 1 | 1
2430 | 2023-04-12 05:00 | 4 | 1 | 1 | 1 | 1 | 1
2431 | 2023-04-12 06:00 | 4 | 1 | 1 | 1 | 1 | 1
2432 | 2023-04-12 07:00 | 4 | 1 | 1 | 1 | 1 | 1
2433 | 2023-04-12 08:00 | 4 | 1 | 1 | 1 | 1 | 1
2434 | 2023-04-12 09:00 | 4 | 1 | 1 | 1 | 1 | 1
2435 | 2023-04-12 10:00 | 4 | 1 | 1 | 1 | 1 | 1
2436 | 2023-04-12 11:00 | 4 | 1 | 1 | 1 | 1 | 1
2437 | 2023-04-12 12:00 | 4 | 1 | 1 | 1 | 1 | 1
2438 | 2023-04-12 13:00 | 4 | 1 | 1 | 1 | 1 | 1
2439 | 2023-04-12 14:00 | 4 | 1 | 1 | 1 | 1 | 1
2440 | 2023-04-12 15:00 | 4 | 1 | 1 | 1 | 1 | 1
2441 | 2023-04-12 16:00 | 4 | 1 | 1 | 1 | 1 | 1
2442 | 2023-04-12 17:00 | 4 | 1 | 1 | 1 | 1 | 1
2443 | 2023-04-12 18:00 | 4 | 1 | 1 | 1 | 1 | 1
2444 | 2023-04-12 19:00 | 4 | 1 | 1 | 1 | 1 | 1
2445 | 2023-04-12 20:00 | 4 | 1 | 1 | 1 | 1 | 1
2446 | 2023-04-12 21:00 | 4 | 1 | 1 | 1 | 1 | 1
2447 | 2023-04-12 22:00 | 4 | 1 | 1 | 1 | 1 | 1
2448 | 2023-04-12 23:00 | 4 | 1 | 1 | 1 | 1 | 1
2449 | 2023-04-12 | 4 | 1 | 1 | 1 | 1 | 1
2450 | 2023-04-13 01:00 | 4 | 1 | 1 | 1 | 1 | 1
2451 | 2023-04-13 02:00 | 4 | 1 | 1 | 1 | 1 | 1
2452 | 2023-04-13 03:00 | 4 | 1 | 1 | 1 | 1 | 1
2453 | 2023-04-13 04:00 | 4 | 1 | 1 | 1 | 1 | 1
2454 | 2023-04-13 05:00 | 4 | 1 | 1 | 1 | 1 | 1
2455 | 2023-04-13 06:00 | 4 | 1 | 1 | 1 | 1 | 1
2456 | 2023-04-13 07:00 | 4 | 1 | 1 | 1 | 1 | 1
2457 | 2023-04-13 08:00 | 4 | 1 | 1 | 1 | 1 | 1
2458 | 2023-04-13 09:00 | 4 | 1 | 1 | 1 | 1 | 1
2459 | 2023-04-13 10:00 | 4 | 1 | 1 | 1 | 1 | 1
2460 | 2023-04-13 11:00 | 4 | 1 | 1 | 1 | 1 | 1
2461 | 2023-04-13 12:00 | 4 | 1 | 1 | 1 | 1 | 1
2462 | 2023-04-13 13:00 | 4 | 1 | 1 | 1 | 1 | 1
2463 | 2023-04-13 14:00 | 4 | 1 | 1 | 1 | 1 | 1
2464 | 2023-04-13 15:00 | 4 | 1 | 1 | 1 | 1 | 1
2465 | 2023-04-13 16:00 | 4 | 1 | 1 | 1 | 1 | 1
2466 | 2023-04-13 17:00 | 4 | 1 | 1 | 1 | 1 | 1
2467 | 2023-04-13 18:00 | 4 | 1 | 1 | 1 | 1 | 1
2468 | 2023-04-13 19:00 | 4 | 1 | 1 | 1 | 1 | 1
2469 | 2023-04-13 20:00 | 4 | 1 | 1 | 1 | 1 | 1
2470 | 2023-04-13 21:00 | 4 | 1 | 1 | 1 | 1 | 1
2471 | 2023-04-13 22:00 | 4 | 1 | 1 | 1 | 1 | 1
2472 | 2023-04-13 23:00 | 4 | 1 | 1 | 1 | 1 | 1
2473 | 2023-04-13 | 4 | 1 | 1 | 1 | 1 | 1
2474 | 2023-04-14 01:00 | 4 | 1 | 1 | 1 | 1 | 1
2475 | 2023-04-14 02:00 | 4 | 1 | 1 | 1 | 1 | 1
2476 | 2023-04-14 03:00 | 4 | 1 | 1 | 1 | 1 | 1
2477 | 2023-04-14 04:00 | 4 | 1 | 1 | 1 | 1 | 1
2478 | 2023-04-14 05:00 | 4 | 1 | 1 | 1 | 1 | 1
2479 | 2023-04-14 06:00 | 4 | 1 | 1 | 1 | 1 | 1
2480 | 2023-04-14 07:00 | 4 | 1 | 1 | 1 | 1 | 1
2481 | 2023-04-14 08:00 | 4 | 1 | 1 | 1 | 1 | 1
2482 | 2023-04-14 09:00 | 4 | 1 | 1 | 1 | 1 | 1
2483 | 2023-04-14 10:00 | 4 | 1 | 1 | 1 | 1 | 1
2484 | 2023-04-14 11:00 | 4 | 1 | 1 | 1 | 1 | 1
2485 | 2023-04-14 12:00 | 4 | 1 | 1 | 1 | 1 | 1
2486 | 2023-04-14 13:00 | 4 | 1 | 1 | 1 | 1 | 1
2487 | 2023-04-14 14:00 | 4 | 1 | 1 | 1 | 1 | 1
2488 | 2023-04-14 15:00 | 4 | 1 | 1 | 1 | 1 | 1
2489 | 2023-04-14 16:00 | 4 | 1 | 1 | 1 | 1 | 1
2490 | 2023-04-14 17:00 | 4 | 1 | 1 | 1 | 1 | 1
2491 | 2023-04-14 18:00 | 4 | 1 | 1 | 1 | 1 | 1
2492 | 2023-04-14 19:00 | 4 | 1 | 1 | 1 | 1 | 1
2493 | 2023-04-14 20:00 | 4 | 1 | 1 | 1 | 1 | 1
2494 | 2023-04-14 21:00 | 4 | 1 | 1 | 1 | 1 | 1
2495 | 2023-04-14 22:00 | 4 | 1 | 1 | 1 | 1 | 1
2496 | 2023-04-14 23:00 | 4 | 1 | 1 | 1 | 1 | 1
2497 | 2023-04-14 | 4 | 1 | 1 | 1 | 1 | 1
2498 | 2023-04-15 01:00 | 4 | 1 | 1 | 1 | 1 | 1
2499 | 2023-04-15 02:00 | 4 | 1 | 1 | 1 | 1 | 1
2500 | 2023-04-15 03:00 | 4 | 1 | 1 | 1 | 1 | 1
2501 | 2023-04-15 04:00 | 4 | 1 | 1 | 1 | 1 | 1
2502 | 2023-04-15 05:00 | 4 | 1 | 1 | 1 | 1 | 1
2503 | 2023-04-15 06:00 | 4 | 1 | 1 | 1 | 1 | 1
2504 | 2023-04-15 07:00 | 4 | 1 | 1 | 1 | 1 | 1
2505 | 2023-04-15 08:00 | 4 | 1 | 1 | 1 | 1 | 1
2506 | 2023-04-15 09:00 | 4 | 1 | 1 | 1 | 1 | 1
2507 | 2023-04-15 10:00 | 4 | 1 | 1 | 1 | 1 | 1
2508 | 2023-04-15 11:00 | 4 | 1 | 1 | 1 | 1 | 1
2509 | 2023-04-15 12:00 | 4 | 1 | 1 | 1 | 1 | 1
2510 | 2023-04-15 13:00 | 4 | 1 | 1 | 1 | 1 | 1
2511 | 2023-04-15 14:00 | 4 | 1 | 1 | 1 | 1 | 1
2512 | 2023-04-15 15:00 | 4 | 1 | 1 | 1 | 1 | 1
2513 | 2023-04-15 16:00 | 4 | 1 | 1 | 1 | 1 | 1
2514 | 2023-04-15 17:00 | 4 | 1 | 1 | 1 | 1 | 1
2515 | 2023-04-15 18:00 | 4 | 1 | 1 | 1 | 1 | 1
2516 | 2023-04-15 19:00 | 4 | 1 | 1 | 1 | 1 | 1
2517 | 2023-04-15 20:00 | 4 | 1 | 1 | 1 | 1 | 1
2518 | 2023-04-15 21:00 | 4 | 1 | 1 | 1 | 1 | 1
2519 | 2023-04-15 22:00 | 4 | 1 | 1 | 1 | 1 | 1
2520 | 2023-04-15 23:00 | 4 | 1 | 1 | 1 | 1 | 1
2521 | 2023-04-15 | 4 | 1 | 1 | 1 | 1 | 1
2522 | 2023-04-16 01:00 | 4 | 1 | 1 | 1 | 1 | 1
2523 | 2023-04-16 02:00 | 4 | 1 | 1 | 1 | 1 | 1
2524 | 2023-04-16 03:00 | 4 | 1 | 1 | 1 | 1 | 1
2525 | 2023-04-16 04:00 | 4 | 1 | 1 | 1 | 1 | 1
2526 | 2023-04-16 05:00 | 4 | 1 | 1 | 1 | 1 | 1
2527 | 2023-04-16 06:00 | 4 | 1 | 1 | 1 | 1 | 1
2528 | 2023-04-16 07:00 | 4 | 1 | 1 | 1 | 1 | 1
2529 | 2023-04-16 08:00 | 4 | 1 | 1 | 1 | 1 | 1
2530 | 2023-04-16 09:00 | 4 | 1 | 1 | 1 | 1 | 1
2531 | 2023-04-16 10:00 | 4 | 1 | 1 | 1 | 1 | 1
2532 | 2023-04-16 11:00 | 4 | 1 | 1 | 1 | 1 | 1
2533 | 2023-04-16 12:00 | 4 | 1 | 1 | 1 | 1 | 1
2534 | 2023-04-16 13:00 | 4 | 1 | 1 | 1 | 1 | 1
2535 | 2023-04-16 14:00 | 4 | 1 | 1 | 1 | 1 | 1
2536 | 2023-04-16 15:00 | 4 | 1 | 1 | 1 | 1 | 1
2537 | 2023-04-16 16:00 | 4 | 1 | 1 | 1 | 1 | 1
2538 | 2023-04-16 17:00 | 4 | 1 | 1 | 1 | 1 | 1
2539 | 2023-04-16 18:00 | 4 | 1 | 1 | 1 | 1 | 1
2540 | 2023-04-16 19:00 | 4 | 1 | 1 | 1 | 1 | 1
2541 | 2023-04-16 20:00 | 4 | 1 | 1 | 1 | 1 | 1
2542 | 2023-04-16 21:00 | 4 | 1 | 1 | 1 | 1 | 1
2543 | 2023-04-16 22:00 | 4 | 1 | 1 | 1 | 1 | 1
2544 | 2023-04-16 23:00 | 4 | 1 | 1 | 1 | 1 | 1
2545 | 2023-04-16 | 4 | 1 | 1 | 1 | 1 | 1
2546 | 2023-04-17 01:00 | 4 | 1 | 1 | 1 | 1 | 1
2547 | 2023-04-17 02:00 | 4 | 1 | 1 | 1 | 1 | 1
2548 | 2023-04-17 03:00 | 4 | 1 | 1 | 1 | 1 | 1
2549 | 2023-04-17 04:00 | 4 | 1 | 1 | 1 | 1 | 1
2550 | 2023-04-17 05:00 | 4 | 1 | 1 | 1 | 1 | 1
2551 | 2023-04-17 06:00 | 4 | 1 | 1 | 1 | 1 | 1
2552 | 2023-04-17 07:00 | 4 | 1 | 1 | 1 | 1 | 1
2553 | 2023-04-17 08:00 | 4 | 1 | 1 | 1 | 1 | 1
2554 | 2023-04-17 09:00 | 4 | 1 | 1 | 1 | 1 | 1
2555 | 2023-04-17 10:00 | 4 | 1 | 1 | 1 | 1 | 1
2556 | 2023-04-17 11:00 | 4 | 1 | 1 | 1 | 1 | 1
2557 | 2023-04-17 12:00 | 4 | 1 | 1 | 1 | 1 | 1
2558 | 2023-04-17 13:00 | 4 | 1 | 1 | 1 | 1 | 1
2559 | 2023-04-17 14:00 | 4 | 1 | 1 | 1 | 1 | 1
2560 | 2023-04-17 15:00 | 4 | 1 | 1 | 1 | 1 | 1
2561 | 2023-04-17 16:00 | 4 | 1 | 1 | 1 | 1 | 1
2562 | 2023-04-17 17:00 | 4 | 1 | 1 | 1 | 1 | 1
2563 | 2023-04-17 18:00 | 4 | 1 | 1 | 1 | 1 | 1
2564 | 2023-04-17 19:00 | 4 | 1 | 1 | 1 | 1 | 1
2565 | 2023-04-17 20:00 | 4 | 1 | 1 | 1 | 1 | 1
2566 | 2023-04-17 21:00 | 4 | 1 | 1 | 1 | 1 | 1
2567 | 2023-04-17 22:00 | 4 | 1 | 1 | 1 | 1 | 1
2568 | 2023-04-17 23:00 | 4 | 1 | 1 | 1 | 1 | 1
2569 | 2023-04-17 | 4 | 1 | 1 | 1 | 1 | 1
2570 | 2023-04-18 01:00 | 4 | 1 | 1 | 1 | 1 | 1
2571 | 2023-04-18 02:00 | 4 | 1 | 1 | 1 | 1 | 1
2572 | 2023-04-18 03:00 | 4 | 1 | 1 | 1 | 1 | 1
2573 | 2023-04-18 04:00 | 4 | 1 | 1 | 1 | 1 | 1
2574 | 2023-04-18 05:00 | 4 | 1 | 1 | 1 | 1 | 1
2575 | 2023-04-18 06:00 | 4 | 1 | 1 | 1 | 1 | 1
2576 | 2023-04-18 07:00 | 4 | 1 | 1 | 1 | 1 | 1
2577 | 2023-04-18 08:00 | 4 | 1 | 1 | 1 | 1 | 1
2578 | 2023-04-18 09:00 | 4 | 1 | 1 | 1 | 1 | 1
2579 | 2023-04-18 10:00 | 4 | 1 | 1 | 1 | 1 | 1
2580 | 2023-04-18 11:00 | 4 | 1 | 1 | 1 | 1 | 1
2581 | 2023-04-18 12:00 | 4 | 1 | 1 | 1 | 1 | 1
2582 | 2023-04-18 13:00 | 4 | 1 | 1 | 1 | 1 | 1
2583 | 2023-04-18 14:00 | 4 | 1 | 1 | 1 | 1 | 1
2584 | 2023-04-18 15:00 | 4 | 1 | 1 | 1 | 1 | 1
2585 | 2023-04-18 16:00 | 4 | 1 | 1 | 1 | 1 | 1
2586 | 2023-04-18 17:00 | 4 | 1 | 1 | 1 | 1 | 1
2587 | 2023-04-18 18:00 | 4 | 1 | 1 | 1 | 1 | 1
2588 | 2023-04-18 19:00 | 4 | 1 | 1 | 1 | 1 | 1
2589 | 2023-04-18 20:00 | 4 | 1 | 1 | 1 | 1 | 1
2590 | 2023-04-18 21:00 | 4 | 1 | 1 | 1 | 1 | 1
2591 | 2023-04-18 22:00 | 4 | 1 | 1 | 1 | 1 | 1
2592 | 2023-04-18 23:00 | 4 | 1 | 1 | 1 | 1 | 1
2593 | 2023-04-18 | 4 | 1 | 1 | 1 | 1 | 1
2594 | 2023-04-19 01:00 | 4 | 1 | 1 | 1 | 1 | 1
2595 | 2023-04-19 02:00 | 4 | 1 | 1 | 1 | 1 | 1
2596 | 2023-04-19 03:00 | 4 | 1 | 1 | 1 | 1 | 1
2597 | 2023-04-19 04:00 | 4 | 1 | 1 | 1 | 1 | 1
2598 | 2023-04-19 05:00 | 4 | 1 | 1 | 1 | 1 | 1
2599 | 2023-04-19 06:00 | 4 | 1 | 1 | 1 | 1 | 1
2600 | 2023-04-19 07:00 | 4 | 1 | 1 | 1 | 1 | 1
2601 | 2023-04-19 08:00 | 4 | 1 | 1 | 1 | 1 | 1
2602 | 2023-04-19 09:00 | 4 | 1 | 1 | 1 | 1 | 1
2603 | 2023-04-19 10:00 | 4 | 1 | 1 | 1 | 1 | 1
2604 | 2023-04-19 11:00 | 4 | 1 | 1 | 1 | 1 | 1
2605 | 2023-04-19 12:00 | 4 | 1 | 1 | 1 | 1 | 1
2606 | 2023-04-19 13:00 | 4 | 1 | 1 | 1 | 1 | 1
2607 | 2023-04-19 14:00 | 4 | 1 | 1 | 1 | 1 | 1
2608 | 2023-04-19 15:00 | 4 | 1 | 1 | 1 | 1 | 1
2609 | 2023-04-19 16:00 | 4 | 1 | 1 | 1 | 1 | 1
2610 | 2023-04-19 17:00 | 4 | 1 | 1 | 1 | 1 | 1
2611 | 2023-04-19 18:00 | 4 | 1 | 1 | 1 | 1 | 1
2612 | 2023-04-19 19:00 | 4 | 1 | 1 | 1 | 1 | 1
2613 | 2023-04-19 20:00 | 4 | 1 | 1 | 1 | 1 | 1
2614 | 2023-04-19 21:00 | 4 | 1 | 1 | 1 | 1 | 1
2615 | 2023-04-19 22:00 | 4 | 1 | 1 | 1 | 1 | 1
2616 | 2023-04-19 23:00 | 4 | 1 | 1 | 1 | 1 | 1
2617 | 2023-04-19 | 4 | 1 | 1 | 1 | 1 | 1
2618 | 2023-04-20 01:00 | 4 | 1 | 1 | 1 | 1 | 1
2619 | 2023-04-20 02:00 | 4 | 1 | 1 | 1 | 1 | 1
2620 | 2023-04-20 03:00 | 4 | 1 | 1 | 1 | 1 | 1
2621 | 2023-04-20 04:00 | 4 | 1 | 1 | 1 | 1 | 1
2622 | 2023-04-20 05:00 | 4 | 1 | 1 | 1 | 1 | 1
2623 | 2023-04-20 06:00 | 4 | 1 | 1 | 1 | 1 | 1
2624 | 2023-04-20 07:00 | 4 | 1 | 1 | 1 | 1 | 1
2625 | 2023-04-20 08:00 | 4 | 1 | 1 | 1 | 1 | 1
2626 | 2023-04-20 09:00 | 4 | 1 | 1 | 1 | 1 | 1
2627 | 2023-04-20 10:00 | 4 | 1 | 1 | 1 | 1 | 1
2628 | 2023-04-20 11:00 | 4 | 1 | 1 | 1 | 1 | 1
2629 | 2023-04-20 12:00 | 4 | 1 | 1 | 1 | 1 | 1
2630 | 2023-04-20 13:00 | 4 | 1 | 1 | 1 | 1 | 1
2631 | 2023-04-20 14:00 | 4 | 1 | 1 | 1 | 1 | 1
2632 | 2023-04-20 15:00 | 4 | 1 | 1 | 1 | 1 | 1
2633 | 2023-04-20 16:00 | 4 | 1 | 1 | 1 | 1 | 1
2634 | 2023-04-20 17:00 | 4 | 1 | 1 | 1 | 1 | 1
2635 | 2023-04-20 18:00 | 4 | 1 | 1 | 1 | 1 | 1
2636 | 2023-04-20 19:00 | 4 | 1 | 1 | 1 | 1 | 1
2637 | 2023-04-20 20:00 | 4 | 1 | 1 | 1 | 1 | 1
2638 | 2023-04-20 21:00 | 4 | 1 | 1 | 1 | 1 | 1
2639 | 2023-04-20 22:00 | 4 | 1 | 1 | 1 | 1 | 1
2640 | 2023-04-20 23:00 | 4 | 1 | 1 | 1 | 1 | 1
2641 | 2023-04-20 | 4 | 1 | 1 | 1 | 1 | 1
2642 | 2023-04-21 01:00 | 4 | 1 | 1 | 1 | 1 | 1
2643 | 2023-04-21 02:00 | 4 | 1 | 1 | 1 | 1 | 1
2644 | 2023-04-21 03:00 | 4 | 1 | 1 | 1 | 1 | 1
2645 | 2023-04-21 04:00 | 4 | 1 | 1 | 1 | 1 | 1
2646 | 2023-04-21 05:00 | 4 | 1 | 1 | 1 | 1 | 1
2647 | 2023-04-21 06:00 | 4 | 1 | 1 | 1 | 1 | 1
2648 | 2023-04-21 07:00 | 4 | 1 | 1 | 1 | 1 | 1
2649 | 2023-04-21 08:00 | 4 | 1 | 1 | 1 | 1 | 1
2650 | 2023-04-21 09:00 | 4 | 1 | 1 | 1 | 1 | 1
2651 | 2023-04-21 10:00 | 4 | 1 | 1 | 1 | 1 | 1
2652 | 2023-04-21 11:00 | 4 | 1 | 1 | 1 | 1 | 1
2653 | 2023-04-21 12:00 | 4 | 1 | 1 | 1 | 1 | 1
2654 | 2023-04-21 13:00 | 4 | 1 | 1 | 1 | 1 | 1
2655 | 2023-04-21 14:00 | 4 | 1 | 1 | 1 | 1 | 1
2656 | 2023-04-21 15:00 | 4 | 1 | 1 | 1 | 1 | 1
2657 | 2023-04-21 16:00 | 4 | 1 | 1 | 1 | 1 | 1
2658 | 2023-04-21 17:00 | 4 | 1 | 1 | 1 | 1 | 1
2659 | 2023-04-21 18:00 | 4 | 1 | 1 | 1 | 1 | 1
2660 | 2023-04-21 19:00 | 4 | 1 | 1 | 1 | 1 | 1
2661 | 2023-04-21 20:00 | 4 | 1 | 1 | 1 | 1 | 1
2662 | 2023-04-21 21:00 | 4 | 1 | 1 | 1 | 1 | 1
2663 | 2023-04-21 22:00 | 4 | 1 | 1 | 1 | 1 | 1
2664 | 2023-04-21 23:00 | 4 | 1 | 1 | 1 | 1 | 1
2665 | 2023-04-21 | 4 | 1 | 1 | 1 | 1 | 1
2666 | 2023-04-22 01:00 | 4 | 1 | 1 | 1 | 1 | 1
2667 | 2023-04-22 02:00 | 4 | 1 | 1 | 1 | 1 | 1
2668 | 2023-04-22 03:00 | 4 | 1 | 1 | 1 | 1 | 1
2669 | 2023-04-22 04:00 | 4 | 1 | 1 | 1 | 1 | 1
2670 | 2023-04-22 05:00 | 4 | 1 | 1 | 1 | 1 | 1
2671 | 2023-04-22 06:00 | 4 | 1 | 1 | 1 | 1 | 1
2672 | 2023-04-22 07:00 | 4 | 1 | 1 | 1 | 1 | 1
2673 | 2023-04-22 08:00 | 4 | 1 | 1 | 1 | 1 | 1
2674 | 2023-04-22 09:00 | 4 | 1 | 1 | 1 | 1 | 1
2675 | 2023-04-22 10:00 | 4 | 1 | 1 | 1 | 1 | 1
2676 | 2023-04-22 11:00 | 4 | 1 | 1 | 1 | 1 | 1
2677 | 2023-04-22 12:00 | 4 | 1 | 1 | 1 | 1 | 1
2678 | 2023-04-22 13:00 | 4 | 1 | 1 | 1 | 1 | 1
2679 | 2023-04-22 14:00 | 4 | 1 | 1 | 1 | 1 | 1
2680 | 2023-04-22 15:00 | 4 | 1 | 1 | 1 | 1 | 1
2681 | 2023-04-22 16:00 | 4 | 1 | 1 | 1 | 1 | 1
2682 | 2023-04-22 17:00 | 4 | 1 | 1 | 1 | 1 | 1
2683 | 2023-04-22 18:00 | 4 | 1 | 1 | 1 | 1 | 1
2684 | 2023-04-22 19:00 | 4 | 1 | 1 | 1 | 1 | 1
2685 | 2023-04-22 20:00 | 4 | 1 | 1 | 1 | 1 | 1
2686 | 2023-04-22 21:00 | 4 | 1 | 1 | 1 | 1 | 1
2687 | 2023-04-22 22:00 | 4 | 1 | 1 | 1 | 1 | 1
2688 | 2023-04-22 23:00 | 4 | 1 | 1 | 1 | 1 | 1
2689 | 2023-04-22 | 4 | 1 | 1 | 1 | 1 | 1
2690 | 2023-04-23 01:00 | 4 | 1 | 1 | 1 | 1 | 1
2691 | 2023-04-23 02:00 | 4 | 1 | 1 | 1 | 1 | 1
2692 | 2023-04-23 03:00 | 4 | 1 | 1 | 1 | 1 | 1
2693 | 2023-04-23 04:00 | 4 | 1 | 1 | 1 | 1 | 1
2694 | 2023-04-23 05:00 | 4 | 1 | 1 | 1 | 1 | 1
2695 | 2023-04-23 06:00 | 4 | 1 | 1 | 1 | 1 | 1
2696 | 2023-04-23 07:00 | 4 | 1 | 1 | 1 | 1 | 1
2697 | 2023-04-23 08:00 | 4 | 1 | 1 | 1 | 1 | 1
2698 | 2023-04-23 09:00 | 4 | 1 | 1 | 1 | 1 | 1
2699 | 2023-04-23 10:00 | 4 | 1 | 1 | 1 | 1 | 1
2700 | 2023-04-23 11:00 | 4 | 1 | 1 | 1 | 1 | 1
2701 | 2023-04-23 12:00 | 4 | 1 | 1 | 1 | 1 | 1
2702 | 2023-04-23 13:00 | 4 | 1 | 1 | 1 | 1 | 1
2703 | 2023-04-23 14:00 | 4 | 1 | 1 | 1 | 1 | 1
2704 | 2023-04-23 15:00 | 4 | 1 | 1 | 1 | 1 | 1
2705 | 2023-04-23 16:00 | 4 | 1 | 1 | 1 | 1 | 1
2706 | 2023-04-23 17:00 | 4 | 1 | 1 | 1 | 1 | 1
2707 | 2023-04-23 18:00 | 4 | 1 | 1 | 1 | 1 | 1
2708 | 2023-04-23 19:00 | 4 | 1 | 1 | 1 | 1 | 1
2709 | 2023-04-23 20:00 | 4 | 1 | 1 | 1 | 1 | 1
2710 | 2023-04-23 21:00 | 4 | 1 | 1 | 1 | 1 | 1
2711 | 2023-04-23 22:00 | 4 | 1 | 1 | 1 | 1 | 1
2712 | 2023-04-23 23:00 | 4 | 1 | 1 | 1 | 1 | 1
2713 | 2023-04-23 | 4 | 1 | 1 | 1 | 1 | 1
2714 | 2023-04-24 01:00 | 4 | 1 | 1 | 1 | 1 | 1
2715 | 2023-04-24 02:00 | 4 | 1 | 1 | 1 | 1 | 1
2716 | 2023-04-24 03:00 | 4 | 1 | 1 | 1 | 1 | 1
2717 | 2023-04-24 04:00 | 4 | 1 | 1 | 1 | 1 | 1
2718 | 2023-04-24 05:00 | 4 | 1 | 1 | 1 | 1 | 1
2719 | 2023-04-24 06:00 | 4 | 1 | 1 | 1 | 1 | 1
2720 | 2023-04-24 07:00 | 4 | 1 | 1 | 1 | 1 | 1
2721 | 2023-04-24 08:00 | 4 | 1 | 1 | 1 | 1 | 1
2722 | 2023-04-24 09:00 | 4 | 1 | 1 | 1 | 1 | 1
2723 | 2023-04-24 10:00 | 4 | 1 | 1 | 1 | 1 | 1
2724 | 2023-04-24 11:00 | 4 | 1 | 1 | 1 | 1 | 1
2725 | 2023-04-24 12:00 | 4 | 1 | 1 | 1 | 1 | 1
2726 | 2023-04-24 13:00 | 4 | 1 | 1 | 1 | 1 | 1
2727 | 2023-04-24 14:00 | 4 | 1 | 1 | 1 | 1 | 1
2728 | 2023-04-24 15:00 | 4 | 1 | 1 | 1 | 1 | 1
2729 | 2023-04-24 16:00 | 4 | 1 | 1 | 1 | 1 | 1
2730 | 2023-04-24 17:00 | 4 | 1 | 1 | 1 | 1 | 1
2731 | 2023-04-24 18:00 | 4 | 1 | 1 | 1 | 1 | 1
2732 | 2023-04-24 19:00 | 4 | 1 | 1 | 1 | 1 | 1
2733 | 2023-04-24 20:00 | 4 | 1 | 1 | 1 | 1 | 1
2734 | 2023-04-24 21:00 | 4 | 1 | 1 | 1 | 1 | 1
2735 | 2023-04-24 22:00 | 4 | 1 | 1 | 1 | 1 | 1
2736 | 2023-04-24 23:00 | 4 | 1 | 1 | 1 | 1 | 1
2737 | 2023-04-24 | 4 | 1 | 1 | 1 | 1 | 1
2738 | 2023-04-25 01:00 | 4 | 1 | 1 | 1 | 1 | 1
2739 | 2023-04-25 02:00 | 4 | 1 | 1 | 1 | 1 | 1
2740 | 2023-04-25 03:00 | 4 | 1 | 1 | 1 | 1 | 1
2741 | 2023-04-25 04:00 | 4 | 1 | 1 | 1 | 1 | 1
2742 | 2023-04-25 05:00 | 4 | 1 | 1 | 1 | 1 | 1
2743 | 2023-04-25 06:00 | 4 | 1 | 1 | 1 | 1 | 1
2744 | 2023-04-25 07:00 | 4 | 1 | 1 | 1 | 1 | 1
2745 | 2023-04-25 08:00 | 4 | 1 | 1 | 1 | 1 | 1
2746 | 2023-04-25 09:00 | 4 | 1 | 1 | 1 | 1 | 1
2747 | 2023-04-25 10:00 | 4 | 1 | 1 | 1 | 1 | 1
2748 | 2023-04-25 11:00 | 4 | 1 | 1 | 1 | 1 | 1
2749 | 2023-04-25 12:00 | 4 | 1 | 1 | 1 | 1 | 1
2750 | 2023-04-25 13:00 | 4 | 1 | 1 | 1 | 1 | 1
2751 | 2023-04-25 14:00 | 4 | 1 | 1 | 1 | 1 | 1
2752 | 2023-04-25 15:00 | 4 | 1 | 1 | 1 | 1 | 1
2753 | 2023-04-25 16:00 | 4 | 1 | 1 | 1 | 1 | 1
2754 | 2023-04-25 17:00 | 4 | 1 | 1 | 1 | 1 | 1
2755 | 2023-04-25 18:00 | 4 | 1 | 1 | 1 | 1 | 1
2756 | 2023-04-25 19:00 | 4 | 1 | 1 | 1 | 1 | 1
2757 | 2023-04-25 20:00 | 4 | 1 | 1 | 1 | 1 | 1
2758 | 2023-04-25 21:00 | 4 | 1 | 1 | 1 | 1 | 1
2759 | 2023-04-25 22:00 | 4 | 1 | 1 | 1 | 1 | 1
2760 | 2023-04-25 23:00 | 4 | 1 | 1 | 1 | 1 | 1
2761 | 2023-04-25 | 4 | 1 | 1 | 1 | 1 | 1
2762 | 2023-04-26 01:00 | 4 | 1 | 1 | 1 | 1 | 1
2763 | 2023-04-26 02:00 | 4 | 1 | 1 | 1 | 1 | 1
2764 | 2023-04-26 03:00 | 4 | 1 | 1 | 1 | 1 | 1
2765 | 2023-04-26 04:00 | 4 | 1 | 1 | 1 | 1 | 1
2766 | 2023-04-26 05:00 | 4 | 1 | 1 | 1 | 1 | 1
2767 | 2023-04-26 06:00 | 4 | 1 | 1 | 1 | 1 | 1
2768 | 2023-04-26 07:00 | 4 | 1 | 1 | 1 | 1 | 1
2769 | 2023-04-26 08:00 | 4 | 1 | 1 | 1 | 1 | 1
2770 | 2023-04-26 09:00 | 4 | 1 | 1 | 1 | 1 | 1
2771 | 2023-04-26 10:00 | 4 | 1 | 1 | 1 | 1 | 1
2772 | 2023-04-26 11:00 | 4 | 1 | 1 | 1 | 1 | 1
2773 | 2023-04-26 12:00 | 4 | 1 | 1 | 1 | 1 | 1
2774 | 2023-04-26 13:00 | 4 | 1 | 1 | 1 | 1 | 1
2775 | 2023-04-26 14:00 | 4 | 1 | 1 | 1 | 1 | 1
2776 | 2023-04-26 15:00 | 4 | 1 | 1 | 1 | 1 | 1
2777 | 2023-04-26 16:00 | 4 | 1 | 1 | 1 | 1 | 1
2778 | 2023-04-26 17:00 | 4 | 1 | 1 | 1 | 1 | 1
2779 | 2023-04-26 18:00 | 4 | 1 | 1 | 1 | 1 | 1
2780 | 2023-04-26 19:00 | 4 | 1 | 1 | 1 | 1 | 1
2781 | 2023-04-26 20:00 | 4 | 1 | 1 | 1 | 1 | 1
2782 | 2023-04-26 21:00 | 4 | 1 | 1 | 1 | 1 | 1
2783 | 2023-04-26 22:00 | 4 | 1 | 1 | 1 | 1 | 1
2784 | 2023-04-26 23:00 | 4 | 1 | 1 | 1 | 1 | 1
2785 | 2023-04-26 | 4 | 1 | 1 | 1 | 1 | 1
2786 | 2023-04-27 01:00 | 4 | 1 | 1 | 1 | 1 | 1
2787 | 2023-04-27 02:00 | 4 | 1 | 1 | 1 | 1 | 1
2788 | 2023-04-27 03:00 | 4 | 1 | 1 | 1 | 1 | 1
2789 | 2023-04-27 04:00 | 4 | 1 | 1 | 1 | 1 | 1
2790 | 2023-04-27 05:00 | 4 | 1 | 1 | 1 | 1 | 1
2791 | 2023-04-27 06:00 | 4 | 1 | 1 | 1 | 1 | 1
2792 | 2023-04-27 07:00 | 4 | 1 | 1 | 1 | 1 | 1
2793 | 2023-04-27 08:00 | 4 | 1 | 1 | 1 | 1 | 1
2794 | 2023-04-27 09:00 | 4 | 1 | 1 | 1 | 1 | 1
2795 | 2023-04-27 10:00 | 4 | 1 | 1 | 1 | 1 | 1
2796 | 2023-04-27 11:00 | 4 | 1 | 1 | 1 | 1 | 1
2797 | 2023-04-27 12:00 | 4 | 1 | 1 | 1 | 1 | 1
2798 | 2023-04-27 13:00 | 4 | 1 | 1 | 1 | 1 | 1
2799 | 2023-04-27 14:00 | 4 | 1 | 1 | 1 | 1 | 1
2800 | 2023-04-27 15:00 | 4 | 1 | 1 | 1 | 1 | 1
2801 | 2023-04-27 16:00 | 4 | 1 | 1 | 1 | 1 | 1
2802 | 2023-04-27 17:00 | 4 | 1 | 1 | 1 | 1 | 1
2803 | 2023-04-27 18:00 | 4 | 1 | 1 | 1 | 1 | 1
2804 | 2023-04-27 19:00 | 4 | 1 | 1 | 1 | 1 | 1
2805 | 2023-04-27 20:00 | 4 | 1 | 1 | 1 | 1 | 1
2806 | 2023-04-27 21:00 | 4 | 1 | 1 | 1 | 1 | 1
2807 | 2023-04-27 22:00 | 4 | 1 | 1 | 1 | 1 | 1
2808 | 2023-04-27 23:00 | 4 | 1 | 1 | 1 | 1 | 1
2809 | 2023-04-27 | 4 | 1 | 1 | 1 | 1 | 1
2810 | 2023-04-28 01:00 | 4 | 1 | 1 | 1 | 1 | 1
2811 | 2023-04-28 02:00 | 4 | 1 | 1 | 1 | 1 | 1
2812 | 2023-04-28 03:00 | 4 | 1 | 1 | 1 | 1 | 1
2813 | 2023-04-28 04:00 | 4 | 1 | 1 | 1 | 1 | 1
2814 | 2023-04-28 05:00 | 4 | 1 | 1 | 1 | 1 | 1
2815 | 2023-04-28 06:00 | 4 | 1 | 1 | 1 | 1 | 1
2816 | 2023-04-28 07:00 | 4 | 1 | 1 | 1 | 1 | 1
2817 | 2023-04-28 08:00 | 4 | 1 | 1 | 1 | 1 | 1
2818 | 2023-04-28 09:00 | 4 | 1 | 1 | 1 | 1 | 1
2819 | 2023-04-28 10:00 | 4 | 1 | 1 | 1 | 1 | 1
2820 | 2023-04-28 11:00 | 4 | 1 | 1 | 1 | 1 | 1
2821 | 2023-04-28 12:00 | 4 | 1 | 1 | 1 | 1 | 1
2822 | 2023-04-28 13:00 | 4 | 1 | 1 | 1 | 1 | 1
2823 | 2023-04-28 14:00 | 4 | 1 | 1 | 1 | 1 | 1
2824 | 2023-04-28 15:00 | 4 | 1 | 1 | 1 | 1 | 1
2825 | 2023-04-28 16:00 | 4 | 1 | 1 | 1 | 1 | 1
2826 | 2023-04-28 17:00 | 4 | 1 | 1 | 1 | 1 | 1
2827 | 2023-04-28 18:00 | 4 | 1 | 1 | 1 | 1 | 1
2828 | 2023-04-28 19:00 | 4 | 1 | 1 | 1 | 1 | 1
2829 | 2023-04-28 20:00 | 4 | 1 | 1 | 1 | 1 | 1
2830 | 2023-04-28 21:00 | 4 | 1 | 1 | 1 | 1 | 1
2831 | 2023-04-28 22:00 | 4 | 1 | 1 | 1 | 1 | 1
2832 | 2023-04-28 23:00 | 4 | 1 | 1 | 1 | 1 | 1
2833 | 2023-04-28 | 4 | 1 | 1 | 1 | 1 | 1
2834 | 2023-04-29 01:00 | 4 | 1 | 1 | 1 | 1 | 1
2835 | 2023-04-29 02:00 | 4 | 1 | 1 | 1 | 1 | 1
2836 | 2023-04-29 03:00 | 4 | 1 | 1 | 1 | 1 | 1
2837 | 2023-04-29 04:00 | 4 | 1 | 1 | 1 | 1 | 1
2838 | 2023-04-29 05:00 | 4 | 1 | 1 | 1 | 1 | 1
2839 | 2023-04-29 06:00 | 4 | 1 | 1 | 1 | 1 | 1
2840 | 2023-04-29 07:00 | 4 | 1 | 1 | 1 | 1 | 1
2841 | 2023-04-29 08:00 | 4 | 1 | 1 | 1 | 1 | 1
2842 | 2023-04-29 09:00 | 4 | 1 | 1 | 1 | 1 | 1
2843 | 2023-04-29 10:00 | 4 | 1 | 1 | 1 | 1 | 1
2844 | 2023-04-29 11:00 | 4 | 1 | 1 | 1 | 1 | 1
2845 | 2023-04-29 12:00 | 4 | 1 | 1 | 1 | 1 | 1
2846 | 2023-04-29 13:00 | 4 | 1 | 1 | 1 | 1 | 1
2847 | 2023-04-29 14:00 | 4 | 1 | 1 | 1 | 1 | 1
2848 | 2023-04-29 15:00 | 4 | 1 | 1 | 1 | 1 | 1
2849 | 2023-04-29 16:00 | 4 | 1 | 1 | 1 | 1 | 1
2850 | 2023-04-29 17:00 | 4 | 1 | 1 | 1 | 1 | 1
2851 | 2023-04-29 18:00 | 4 | 1 | 1 | 1 | 1 | 1
2852 | 2023-04-29 19:00 | 4 | 1 | 1 | 1 | 1 | 1
2853 | 2023-04-29 20:00 | 4 | 1 | 1 | 1 | 1 | 1
2854 | 2023-04-29 21:00 | 4 | 1 | 1 | 1 | 1 | 1
2855 | 2023-04-29 22:00 | 4 | 1 | 1 | 1 | 1 | 1
2856 | 2023-04-29 23:00 | 4 | 1 | 1 | 1 | 1 | 1
2857 | 2023-04-29 | 4 | 1 | 1 | 1 | 1 | 1
2858 | 2023-04-30 01:00 | 4 | 1 | 1 | 1 | 1 | 1
2859 | 2023-04-30 02:00 | 4 | 1 | 1 | 1 | 1 | 1
2860 | 2023-04-30 03:00 | 4 | 1 | 1 | 1 | 1 | 1
2861 | 2023-04-30 04:00 | 4 | 1 | 1 | 1 | 1 | 1
2862 | 2023-04-30 05:00 | 4 | 1 | 1 | 1 | 1 | 1
2863 | 2023-04-30 06:00 | 4 | 1 | 1 | 1 | 1 | 1
2864 | 2023-04-30 07:00 | 4 | 1 | 1 | 1 | 1 | 1
2865 | 2023-04-30 08:00 | 4 | 1 | 1 | 1 | 1 | 1
2866 | 2023-04-30 09:00 | 4 | 1 | 1 | 1 | 1 | 1
2867 | 2023-04-30 10:00 | 4 | 1 | 1 | 1 | 1 | 1
2868 | 2023-04-30 11:00 | 4 | 1 | 1 | 1 | 1 | 1
2869 | 2023-04-30 12:00 | 4 | 1 | 1 | 1 | 1 | 1
2870 | 2023-04-30 13:00 | 4 | 1 | 1 | 1 | 1 | 1
2871 | 2023-04-30 14:00 | 4 | 1 | 1 | 1 | 1 | 1
2872 | 2023-04-30 15:00 | 4 | 1 | 1 | 1 | 1 | 1
2873 | 2023-04-30 16:00 | 4 | 1 | 1 | 1 | 1 | 1
2874 | 2023-04-30 17:00 | 4 | 1 | 1 | 1 | 1 | 1
2875 | 2023-04-30 18:00 | 4 | 1 | 1 | 1 | 1 | 1
2876 | 2023-04-30 19:00 | 4 | 1 | 1 | 1 | 1 | 1
2877 | 2023-04-30 20:00 | 4 | 1 | 1 | 1 | 1 | 1
2878 | 2023-04-30 21:00 | 4 | 1 | 1 | 1 | 1 | 1
2879 | 2023-04-30 22:00 | 4 | 1 | 1 | 1 | 1 | 1
2880 | 2023-04-30 23:00 | 4 | 1 | 1 | 1 | 1 | 1
2881 | 2023-04-30 | 4 | 1 | 1 | 1 | 1 | 1
2882 | 2023-05-01 01:00 | 5 | 1 | 1 | 1 | 1 | 1
2883 | 2023-05-01 02:00 | 5 | 1 | 1 | 1 | 1 | 1
2884 | 2023-05-01 03:00 | 5 | 1 | 1 | 1 | 1 | 1
2885 | 2023-05-01 04:00 | 5 | 1 | 1 | 1 | 1 | 1
2886 | 2023-05-01 05:00 | 5 | 1 | 1 | 1 | 1 | 1
2887 | 2023-05-01 06:00 | 5 | 1 | 1 | 1 | 1 | 1
2888 | 2023-05-01 07:00 | 5 | 1 | 1 | 1 | 1 | 1
2889 | 2023-05-01 08:00 | 5 | 1 | 1 | 1 | 1 | 1
2890 | 2023-05-01 09:00 | 5 | 1 | 1 | 1 | 1 | 1
2891 | 2023-05-01 10:00 | 5 | 1 | 1 | 1 | 1 | 1
2892 | 2023-05-01 11:00 | 5 | 1 | 1 | 1 | 1 | 1
2893 | 2023-05-01 12:00 | 5 | 1 | 1 | 1 | 1 | 1
2894 | 2023-05-01 13:00 | 5 | 1 | 1 | 1 | 1 | 1
2895 | 2023-05-01 14:00 | 5 | 1 | 1 | 1 | 1 | 1
2896 | 2023-05-01 15:00 | 5 | 1 | 1 | 1 | 1 | 1
2897 | 2023-05-01 16:00 | 5 | 1 | 1 | 1 | 1 | 1
2898 | 2023-05-01 17:00 | 5 | 1 | 1 | 1 | 1 | 1
2899 | 2023-05-01 18:00 | 5 | 1 | 1 | 1 | 1 | 1
2900 | 2023-05-01 19:00 | 5 | 1 | 1 | 1 | 1 | 1
2901 | 2023-05-01 20:00 | 5 | 1 | 1 | 1 | 1 | 1
2902 | 2023-05-01 21:00 | 5 | 1 | 1 | 1 | 1 | 1
2903 | 2023-05-01 22:00 | 5 | 1 | 1 | 1 | 1 | 1
2904 | 2023-05-01 23:00 | 5 | 1 | 1 | 1 | 1 | 1
2905 | 2023-05-01 | 5 | 1 | 1 | 1 | 1 | 1
2906 | 2023-05-02 01:00 | 5 | 1 | 1 | 1 | 1 | 1
2907 | 2023-05-02 02:00 | 5 | 1 | 1 | 1 | 1 | 1
2908 | 2023-05-02 03:00 | 5 | 1 | 1 | 1 | 1 | 1
2909 | 2023-05-02 04:00 | 5 | 1 | 1 | 1 | 1 | 1
2910 | 2023-05-02 05:00 | 5 | 1 | 1 | 1 | 1 | 1
2911 | 2023-05-02 06:00 | 5 | 1 | 1 | 1 | 1 | 1
2912 | 2023-05-02 07:00 | 5 | 1 | 1 | 1 | 1 | 1
2913 | 2023-05-02 08:00 | 5 | 1 | 1 | 1 | 1 | 1
2914 | 2023-05-02 09:00 | 5 | 1 | 1 | 1 | 1 | 1
2915 | 2023-05-02 10:00 | 5 | 1 | 1 | 1 | 1 | 1
2916 | 2023-05-02 11:00 | 5 | 1 | 1 | 1 | 1 | 1
2917 | 2023-05-02 12:00 | 5 | 1 | 1 | 1 | 1 | 1
2918 | 2023-05-02 13:00 | 5 | 1 | 1 | 1 | 1 | 1
2919 | 2023-05-02 14:00 | 5 | 1 | 1 | 1 | 1 | 1
2920 | 2023-05-02 15:00 | 5 | 1 | 1 | 1 | 1 | 1
2921 | 2023-05-02 16:00 | 5 | 1 | 1 | 1 | 1 | 1
2922 | 2023-05-02 17:00 | 5 | 1 | 1 | 1 | 1 | 1
2923 | 2023-05-02 18:00 | 5 | 1 | 1 | 1 | 1 | 1
2924 | 2023-05-02 19:00 | 5 | 1 | 1 | 1 | 1 | 1
2925 | 2023-05-02 20:00 | 5 | 1 | 1 | 1 | 1 | 1
2926 | 2023-05-02 21:00 | 5 | 1 | 1 | 1 | 1 | 1
2927 | 2023-05-02 22:00 | 5 | 1 | 1 | 1 | 1 | 1
2928 | 2023-05-02 23:00 | 5 | 1 | 1 | 1 | 1 | 1
2929 | 2023-05-02 | 5 | 1 | 1 | 1 | 1 | 1
2930 | 2023-05-03 01:00 | 5 | 1 | 1 | 1 | 1 | 1
2931 | 2023-05-03 02:00 | 5 | 1 | 1 | 1 | 1 | 1
2932 | 2023-05-03 03:00 | 5 | 1 | 1 | 1 | 1 | 1
2933 | 2023-05-03 04:00 | 5 | 1 | 1 | 1 | 1 | 1
2934 | 2023-05-03 05:00 | 5 | 1 | 1 | 1 | 1 | 1
2935 | 2023-05-03 06:00 | 5 | 1 | 1 | 1 | 1 | 1
2936 | 2023-05-03 07:00 | 5 | 1 | 1 | 1 | 1 | 1
2937 | 2023-05-03 08:00 | 5 | 1 | 1 | 1 | 1 | 1
2938 | 2023-05-03 09:00 | 5 | 1 | 1 | 1 | 1 | 1
2939 | 2023-05-03 10:00 | 5 | 1 | 1 | 1 | 1 | 1
2940 | 2023-05-03 11:00 | 5 | 1 | 1 | 1 | 1 | 1
2941 | 2023-05-03 12:00 | 5 | 1 | 1 | 1 | 1 | 1
2942 | 2023-05-03 13:00 | 5 | 1 | 1 | 1 | 1 | 1
2943 | 2023-05-03 14:00 | 5 | 1 | 1 | 1 | 1 | 1
2944 | 2023-05-03 15:00 | 5 | 1 | 1 | 1 | 1 | 1
2945 | 2023-05-03 16:00 | 5 | 1 | 1 | 1 | 1 | 1
2946 | 2023-05-03 17:00 | 5 | 1 | 1 | 1 | 1 | 1
2947 | 2023-05-03 18:00 | 5 | 1 | 1 | 1 | 1 | 1
2948 | 2023-05-03 19:00 | 5 | 1 | 1 | 1 | 1 | 1
2949 | 2023-05-03 20:00 | 5 | 1 | 1 | 1 | 1 | 1
2950 | 2023-05-03 21:00 | 5 | 1 | 1 | 1 | 1 | 1
2951 | 2023-05-03 22:00 | 5 | 1 | 1 | 1 | 1 | 1
2952 | 2023-05-03 23:00 | 5 | 1 | 1 | 1 | 1 | 1
2953 | 2023-05-03 | 5 | 1 | 1 | 1 | 1 | 1
2954 | 2023-05-04 01:00 | 5 | 1 | 1 | 1 | 1 | 1
2955 | 2023-05-04 02:00 | 5 | 1 | 1 | 1 | 1 | 1
2956 | 2023-05-04 03:00 | 5 | 1 | 1 | 1 | 1 | 1
2957 | 2023-05-04 04:00 | 5 | 1 | 1 | 1 | 1 | 1
2958 | 2023-05-04 05:00 | 5 | 1 | 1 | 1 | 1 | 1
2959 | 2023-05-04 06:00 | 5 | 1 | 1 | 1 | 1 | 1
2960 | 2023-05-04 07:00 | 5 | 1 | 1 | 1 | 1 | 1
2961 | 2023-05-04 08:00 | 5 | 1 | 1 | 1 | 1 | 1
2962 | 2023-05-04 09:00 | 5 | 1 | 1 | 1 | 1 | 1
2963 | 2023-05-04 10:00 | 5 | 1 | 1 | 1 | 1 | 1
2964 | 2023-05-04 11:00 | 5 | 1 | 1 | 1 | 1 | 1
2965 | 2023-05-04 12:00 | 5 | 1 | 1 | 1 | 1 | 1
2966 | 2023-05-04 13:00 | 5 | 1 | 1 | 1 | 1 | 1
2967 | 2023-05-04 14:00 | 5 | 1 | 1 | 1 | 1 | 1
2968 | 2023-05-04 15:00 | 5 | 1 | 1 | 1 | 1 | 1
2969 | 2023-05-04 16:00 | 5 | 1 | 1 | 1 | 1 | 1
2970 | 2023-05-04 17:00 | 5 | 1 | 1 | 1 | 1 | 1
2971 | 2023-05-04 18:00 | 5 | 1 | 1 | 1 | 1 | 1
2972 | 2023-05-04 19:00 | 5 | 1 | 1 | 1 | 1 | 1
2973 | 2023-05-04 20:00 | 5 | 1 | 1 | 1 | 1 | 1
2974 | 2023-05-04 21:00 | 5 | 1 | 1 | 1 | 1 | 1
2975 | 2023-05-04 22:00 | 5 | 1 | 1 | 1 | 1 | 1
2976 | 2023-05-04 23:00 | 5 | 1 | 1 | 1 | 1 | 1
2977 | 2023-05-04 | 5 | 1 | 1 | 1 | 1 | 1
2978 | 2023-05-05 01:00 | 5 | 1 | 1 | 1 | 1 | 1
2979 | 2023-05-05 02:00 | 5 | 1 | 1 | 1 | 1 | 1
2980 | 2023-05-05 03:00 | 5 | 1 | 1 | 1 | 1 | 1
2981 | 2023-05-05 04:00 | 5 | 1 | 1 | 1 | 1 | 1
2982 | 2023-05-05 05:00 | 5 | 1 | 1 | 1 | 1 | 1
2983 | 2023-05-05 06:00 | 5 | 1 | 1 | 1 | 1 | 1
2984 | 2023-05-05 07:00 | 5 | 1 | 1 | 1 | 1 | 1
2985 | 2023-05-05 08:00 | 5 | 1 | 1 | 1 | 1 | 1
2986 | 2023-05-05 09:00 | 5 | 1 | 1 | 1 | 1 | 1
2987 | 2023-05-05 10:00 | 5 | 1 | 1 | 1 | 1 | 1
2988 | 2023-05-05 11:00 | 5 | 1 | 1 | 1 | 1 | 1
2989 | 2023-05-05 12:00 | 5 | 1 | 1 | 1 | 1 | 1
2990 | 2023-05-05 13:00 | 5 | 1 | 1 | 1 | 1 | 1
2991 | 2023-05-05 14:00 | 5 | 1 | 1 | 1 | 1 | 1
2992 | 2023-05-05 15:00 | 5 | 1 | 1 | 1 | 1 | 1
2993 | 2023-05-05 16:00 | 5 | 1 | 1 | 1 | 1 | 1
2994 | 2023-05-05 17:00 | 5 | 1 | 1 | 1 | 1 | 1
2995 | 2023-05-05 18:00 | 5 | 1 | 1 | 1 | 1 | 1
2996 | 2023-05-05 19:00 | 5 | 1 | 1 | 1 | 1 | 1
2997 | 2023-05-05 20:00 | 5 | 1 | 1 | 1 | 1 | 1
2998 | 2023-05-05 21:00 | 5 | 1 | 1 | 1 | 1 | 1
2999 | 2023-05-05 22:00 | 5 | 1 | 1 | 1 | 1 | 1
3000 | 2023-05-05 23:00 | 5 | 1 | 1 | 1 | 1 | 1
3001 | 2023-05-05 | 5 | 1 | 1 | 1 | 1 | 1
3002 | 2023-05-06 01:00 | 5 | 1 | 1 | 1 | 1 | 1
3003 | 2023-05-06 02:00 | 5 | 1 | 1 | 1 | 1 | 1
3004 | 2023-05-06 03:00 | 5 | 1 | 1 | 1 | 1 | 1
3005 | 2023-05-06 04:00 | 5 | 1 | 1 | 1 | 1 | 1
3006 | 2023-05-06 05:00 | 5 | 1 | 1 | 1 | 1 | 1
3007 | 2023-05-06 06:00 | 5 | 1 | 1 | 1 | 1 | 1
3008 | 2023-05-06 07:00 | 5 | 1 | 1 | 1 | 1 | 1
3009 | 2023-05-06 08:00 | 5 | 1 | 1 | 1 | 1 | 1
3010 | 2023-05-06 09:00 | 5 | 1 | 1 | 1 | 1 | 1
3011 | 2023-05-06 10:00 | 5 | 1 | 1 | 1 | 1 | 1
3012 | 2023-05-06 11:00 | 5 | 1 | 1 | 1 | 1 | 1
3013 | 2023-05-06 12:00 | 5 | 1 | 1 | 1 | 1 | 1
3014 | 2023-05-06 13:00 | 5 | 1 | 1 | 1 | 1 | 1
3015 | 2023-05-06 14:00 | 5 | 1 | 1 | 1 | 1 | 1
3016 | 2023-05-06 15:00 | 5 | 1 | 1 | 1 | 1 | 1
3017 | 2023-05-06 16:00 | 5 | 1 | 1 | 1 | 1 | 1
3018 | 2023-05-06 17:00 | 5 | 1 | 1 | 1 | 1 | 1
3019 | 2023-05-06 18:00 | 5 | 1 | 1 | 1 | 1 | 1
3020 | 2023-05-06 19:00 | 5 | 1 | 1 | 1 | 1 | 1
3021 | 2023-05-06 20:00 | 5 | 1 | 1 | 1 | 1 | 1
3022 | 2023-05-06 21:00 | 5 | 1 | 1 | 1 | 1 | 1
3023 | 2023-05-06 22:00 | 5 | 1 | 1 | 1 | 1 | 1
3024 | 2023-05-06 23:00 | 5 | 1 | 1 | 1 | 1 | 1
3025 | 2023-05-06 | 5 | 1 | 1 | 1 | 1 | 1
3026 | 2023-05-07 01:00 | 5 | 1 | 1 | 1 | 1 | 1
3027 | 2023-05-07 02:00 | 5 | 1 | 1 | 1 | 1 | 1
3028 | 2023-05-07 03:00 | 5 | 1 | 1 | 1 | 1 | 1
3029 | 2023-05-07 04:00 | 5 | 1 | 1 | 1 | 1 | 1
3030 | 2023-05-07 05:00 | 5 | 1 | 1 | 1 | 1 | 1
3031 | 2023-05-07 06:00 | 5 | 1 | 1 | 1 | 1 | 1
3032 | 2023-05-07 07:00 | 5 | 1 | 1 | 1 | 1 | 1
3033 | 2023-05-07 08:00 | 5 | 1 | 1 | 1 | 1 | 1
3034 | 2023-05-07 09:00 | 5 | 1 | 1 | 1 | 1 | 1
3035 | 2023-05-07 10:00 | 5 | 1 | 1 | 1 | 1 | 1
3036 | 2023-05-07 11:00 | 5 | 1 | 1 | 1 | 1 | 1
3037 | 2023-05-07 12:00 | 5 | 1 | 1 | 1 | 1 | 1
3038 | 2023-05-07 13:00 | 5 | 1 | 1 | 1 | 1 | 1
3039 | 2023-05-07 14:00 | 5 | 1 | 1 | 1 | 1 | 1
3040 | 2023-05-07 15:00 | 5 | 1 | 1 | 1 | 1 | 1
3041 | 2023-05-07 16:00 | 5 | 1 | 1 | 1 | 1 | 1
3042 | 2023-05-07 17:00 | 5 | 1 | 1 | 1 | 1 | 1
3043 | 2023-05-07 18:00 | 5 | 1 | 1 | 1 | 1 | 1
3044 | 2023-05-07 19:00 | 5 | 1 | 1 | 1 | 1 | 1
3045 | 2023-05-07 20:00 | 5 | 1 | 1 | 1 | 1 | 1
3046 | 2023-05-07 21:00 | 5 | 1 | 1 | 1 | 1 | 1
3047 | 2023-05-07 22:00 | 5 | 1 | 1 | 1 | 1 | 1
3048 | 2023-05-07 23:00 | 5 | 1 | 1 | 1 | 1 | 1
3049 | 2023-05-07 | 5 | 1 | 1 | 1 | 1 | 1
3050 | 2023-05-08 01:00 | 5 | 1 | 1 | 1 | 1 | 1
3051 | 2023-05-08 02:00 | 5 | 1 | 1 | 1 | 1 | 1
3052 | 2023-05-08 03:00 | 5 | 1 | 1 | 1 | 1 | 1
3053 | 2023-05-08 04:00 | 5 | 1 | 1 | 1 | 1 | 1
3054 | 2023-05-08 05:00 | 5 | 1 | 1 | 1 | 1 | 1
3055 | 2023-05-08 06:00 | 5 | 1 | 1 | 1 | 1 | 1
3056 | 2023-05-08 07:00 | 5 | 1 | 1 | 1 | 1 | 1
3057 | 2023-05-08 08:00 | 5 | 1 | 1 | 1 | 1 | 1
3058 | 2023-05-08 09:00 | 5 | 1 | 1 | 1 | 1 | 1
3059 | 2023-05-08 10:00 | 5 | 1 | 1 | 1 | 1 | 1
3060 | 2023-05-08 11:00 | 5 | 1 | 1 | 1 | 1 | 1
3061 | 2023-05-08 12:00 | 5 | 1 | 1 | 1 | 1 | 1
3062 | 2023-05-08 13:00 | 5 | 1 | 1 | 1 | 1 | 1
3063 | 2023-05-08 14:00 | 5 | 1 | 1 | 1 | 1 | 1
3064 | 2023-05-08 15:00 | 5 | 1 | 1 | 1 | 1 | 1
3065 | 2023-05-08 16:00 | 5 | 1 | 1 | 1 | 1 | 1
3066 | 2023-05-08 17:00 | 5 | 1 | 1 | 1 | 1 | 1
3067 | 2023-05-08 18:00 | 5 | 1 | 1 | 1 | 1 | 1
3068 | 2023-05-08 19:00 | 5 | 1 | 1 | 1 | 1 | 1
3069 | 2023-05-08 20:00 | 5 | 1 | 1 | 1 | 1 | 1
3070 | 2023-05-08 21:00 | 5 | 1 | 1 | 1 | 1 | 1
3071 | 2023-05-08 22:00 | 5 | 1 | 1 | 1 | 1 | 1
3072 | 2023-05-08 23:00 | 5 | 1 | 1 | 1 | 1 | 1
3073 | 2023-05-08 | 5 | 1 | 1 | 1 | 1 | 1
3074 | 2023-05-09 01:00 | 5 | 1 | 1 | 1 | 1 | 1
3075 | 2023-05-09 02:00 | 5 | 1 | 1 | 1 | 1 | 1
3076 | 2023-05-09 03:00 | 5 | 1 | 1 | 1 | 1 | 1
3077 | 2023-05-09 04:00 | 5 | 1 | 1 | 1 | 1 | 1
3078 | 2023-05-09 05:00 | 5 | 1 | 1 | 1 | 1 | 1
3079 | 2023-05-09 06:00 | 5 | 1 | 1 | 1 | 1 | 1
3080 | 2023-05-09 07:00 | 5 | 1 | 1 | 1 | 1 | 1
3081 | 2023-05-09 08:00 | 5 | 1 | 1 | 1 | 1 | 1
3082 | 2023-05-09 09:00 | 5 | 1 | 1 | 1 | 1 | 1
3083 | 2023-05-09 10:00 | 5 | 1 | 1 | 1 | 1 | 1
3084 | 2023-05-09 11:00 | 5 | 1 | 1 | 1 | 1 | 1
3085 | 2023-05-09 12:00 | 5 | 1 | 1 | 1 | 1 | 1
3086 | 2023-05-09 13:00 | 5 | 1 | 1 | 1 | 1 | 1
3087 | 2023-05-09 14:00 | 5 | 1 | 1 | 1 | 1 | 1
3088 | 2023-05-09 15:00 | 5 | 1 | 1 | 1 | 1 | 1
3089 | 2023-05-09 16:00 | 5 | 1 | 1 | 1 | 1 | 1
3090 | 2023-05-09 17:00 | 5 | 1 | 1 | 1 | 1 | 1
3091 | 2023-05-09 18:00 | 5 | 1 | 1 | 1 | 1 | 1
3092 | 2023-05-09 19:00 | 5 | 1 | 1 | 1 | 1 | 1
3093 | 2023-05-09 20:00 | 5 | 1 | 1 | 1 | 1 | 1
3094 | 2023-05-09 21:00 | 5 | 1 | 1 | 1 | 1 | 1
3095 | 2023-05-09 22:00 | 5 | 1 | 1 | 1 | 1 | 1
3096 | 2023-05-09 23:00 | 5 | 1 | 1 | 1 | 1 | 1
3097 | 2023-05-09 | 5 | 1 | 1 | 1 | 1 | 1
3098 | 2023-05-10 01:00 | 5 | 1 | 1 | 1 | 1 | 1
3099 | 2023-05-10 02:00 | 5 | 1 | 1 | 1 | 1 | 1
3100 | 2023-05-10 03:00 | 5 | 1 | 1 | 1 | 1 | 1
3101 | 2023-05-10 04:00 | 5 | 1 | 1 | 1 | 1 | 1
3102 | 2023-05-10 05:00 | 5 | 1 | 1 | 1 | 1 | 1
3103 | 2023-05-10 06:00 | 5 | 1 | 1 | 1 | 1 | 1
3104 | 2023-05-10 07:00 | 5 | 1 | 1 | 1 | 1 | 1
3105 | 2023-05-10 08:00 | 5 | 1 | 1 | 1 | 1 | 1
3106 | 2023-05-10 09:00 | 5 | 1 | 1 | 1 | 1 | 1
3107 | 2023-05-10 10:00 | 5 | 1 | 1 | 1 | 1 | 1
3108 | 2023-05-10 11:00 | 5 | 1 | 1 | 1 | 1 | 1
3109 | 2023-05-10 12:00 | 5 | 1 | 1 | 1 | 1 | 1
3110 | 2023-05-10 13:00 | 5 | 1 | 1 | 1 | 1 | 1
3111 | 2023-05-10 14:00 | 5 | 1 | 1 | 1 | 1 | 1
3112 | 2023-05-10 15:00 | 5 | 1 | 1 | 1 | 1 | 1
3113 | 2023-05-10 16:00 | 5 | 1 | 1 | 1 | 1 | 1
3114 | 2023-05-10 17:00 | 5 | 1 | 1 | 1 | 1 | 1
3115 | 2023-05-10 18:00 | 5 | 1 | 1 | 1 | 1 | 1
3116 | 2023-05-10 19:00 | 5 | 1 | 1 | 1 | 1 | 1
3117 | 2023-05-10 20:00 | 5 | 1 | 1 | 1 | 1 | 1
3118 | 2023-05-10 21:00 | 5 | 1 | 1 | 1 | 1 | 1
3119 | 2023-05-10 22:00 | 5 | 1 | 1 | 1 | 1 | 1
3120 | 2023-05-10 23:00 | 5 | 1 | 1 | 1 | 1 | 1
3121 | 2023-05-10 | 5 | 1 | 1 | 1 | 1 | 1
3122 | 2023-05-11 01:00 | 5 | 1 | 1 | 1 | 1 | 1
3123 | 2023-05-11 02:00 | 5 | 1 | 1 | 1 | 1 | 1
3124 | 2023-05-11 03:00 | 5 | 1 | 1 | 1 | 1 | 1
3125 | 2023-05-11 04:00 | 5 | 1 | 1 | 1 | 1 | 1
3126 | 2023-05-11 05:00 | 5 | 1 | 1 | 1 | 1 | 1
3127 | 2023-05-11 06:00 | 5 | 1 | 1 | 1 | 1 | 1
3128 | 2023-05-11 07:00 | 5 | 1 | 1 | 1 | 1 | 1
3129 | 2023-05-11 08:00 | 5 | 1 | 1 | 1 | 1 | 1
3130 | 2023-05-11 09:00 | 5 | 1 | 1 | 1 | 1 | 1
3131 | 2023-05-11 10:00 | 5 | 1 | 1 | 1 | 1 | 1
3132 | 2023-05-11 11:00 | 5 | 1 | 1 | 1 | 1 | 1
3133 | 2023-05-11 12:00 | 5 | 1 | 1 | 1 | 1 | 1
3134 | 2023-05-11 13:00 | 5 | 1 | 1 | 1 | 1 | 1
3135 | 2023-05-11 14:00 | 5 | 1 | 1 | 1 | 1 | 1
3136 | 2023-05-11 15:00 | 5 | 1 | 1 | 1 | 1 | 1
3137 | 2023-05-11 16:00 | 5 | 1 | 1 | 1 | 1 | 1
3138 | 2023-05-11 17:00 | 5 | 1 | 1 | 1 | 1 | 1
3139 | 2023-05-11 18:00 | 5 | 1 | 1 | 1 | 1 | 1
3140 | 2023-05-11 19:00 | 5 | 1 | 1 | 1 | 1 | 1
3141 | 2023-05-11 20:00 | 5 | 1 | 1 | 1 | 1 | 1
3142 | 2023-05-11 21:00 | 5 | 1 | 1 | 1 | 1 | 1
3143 | 2023-05-11 22:00 | 5 | 1 | 1 | 1 | 1 | 1
3144 | 2023-05-11 23:00 | 5 | 1 | 1 | 1 | 1 | 1
3145 | 2023-05-11 | 5 | 1 | 1 | 1 | 1 | 1
3146 | 2023-05-12 01:00 | 5 | 1 | 1 | 1 | 1 | 1
3147 | 2023-05-12 02:00 | 5 | 1 | 1 | 1 | 1 | 1
3148 | 2023-05-12 03:00 | 5 | 1 | 1 | 1 | 1 | 1
3149 | 2023-05-12 04:00 | 5 | 1 | 1 | 1 | 1 | 1
3150 | 2023-05-12 05:00 | 5 | 1 | 1 | 1 | 1 | 1
3151 | 2023-05-12 06:00 | 5 | 1 | 1 | 1 | 1 | 1
3152 | 2023-05-12 07:00 | 5 | 1 | 1 | 1 | 1 | 1
3153 | 2023-05-12 08:00 | 5 | 1 | 1 | 1 | 1 | 1
3154 | 2023-05-12 09:00 | 5 | 1 | 1 | 1 | 1 | 1
3155 | 2023-05-12 10:00 | 5 | 1 | 1 | 1 | 1 | 1
3156 | 2023-05-12 11:00 | 5 | 1 | 1 | 1 | 1 | 1
3157 | 2023-05-12 12:00 | 5 | 1 | 1 | 1 | 1 | 1
3158 | 2023-05-12 13:00 | 5 | 1 | 1 | 1 | 1 | 1
3159 | 2023-05-12 14:00 | 5 | 1 | 1 | 1 | 1 | 1
3160 | 2023-05-12 15:00 | 5 | 1 | 1 | 1 | 1 | 1
3161 | 2023-05-12 16:00 | 5 | 1 | 1 | 1 | 1 | 1
3162 | 2023-05-12 17:00 | 5 | 1 | 1 | 1 | 1 | 1
3163 | 2023-05-12 18:00 | 5 | 1 | 1 | 1 | 1 | 1
3164 | 2023-05-12 19:00 | 5 | 1 | 1 | 1 | 1 | 1
3165 | 2023-05-12 20:00 | 5 | 1 | 1 | 1 | 1 | 1
3166 | 2023-05-12 21:00 | 5 | 1 | 1 | 1 | 1 | 1
3167 | 2023-05-12 22:00 | 5 | 1 | 1 | 1 | 1 | 1
3168 | 2023-05-12 23:00 | 5 | 1 | 1 | 1 | 1 | 1
3169 | 2023-05-12 | 5 | 1 | 1 | 1 | 1 | 1
3170 | 2023-05-13 01:00 | 5 | 1 | 1 | 1 | 1 | 1
3171 | 2023-05-13 02:00 | 5 | 1 | 1 | 1 | 1 | 1
3172 | 2023-05-13 03:00 | 5 | 1 | 1 | 1 | 1 | 1
3173 | 2023-05-13 04:00 | 5 | 1 | 1 | 1 | 1 | 1
3174 | 2023-05-13 05:00 | 5 | 1 | 1 | 1 | 1 | 1
3175 | 2023-05-13 06:00 | 5 | 1 | 1 | 1 | 1 | 1
3176 | 2023-05-13 07:00 | 5 | 1 | 1 | 1 | 1 | 1
3177 | 2023-05-13 08:00 | 5 | 1 | 1 | 1 | 1 | 1
3178 | 2023-05-13 09:00 | 5 | 1 | 1 | 1 | 1 | 1
3179 | 2023-05-13 10:00 | 5 | 1 | 1 | 1 | 1 | 1
3180 | 2023-05-13 11:00 | 5 | 1 | 1 | 1 | 1 | 1
3181 | 2023-05-13 12:00 | 5 | 1 | 1 | 1 | 1 | 1
3182 | 2023-05-13 13:00 | 5 | 1 | 1 | 1 | 1 | 1
3183 | 2023-05-13 14:00 | 5 | 1 | 1 | 1 | 1 | 1
3184 | 2023-05-13 15:00 | 5 | 1 | 1 | 1 | 1 | 1
3185 | 2023-05-13 16:00 | 5 | 1 | 1 | 1 | 1 | 1
3186 | 2023-05-13 17:00 | 5 | 1 | 1 | 1 | 1 | 1
3187 | 2023-05-13 18:00 | 5 | 1 | 1 | 1 | 1 | 1
3188 | 2023-05-13 19:00 | 5 | 1 | 1 | 1 | 1 | 1
3189 | 2023-05-13 20:00 | 5 | 1 | 1 | 1 | 1 | 1
3190 | 2023-05-13 21:00 | 5 | 1 | 1 | 1 | 1 | 1
3191 | 2023-05-13 22:00 | 5 | 1 | 1 | 1 | 1 | 1
3192 | 2023-05-13 23:00 | 5 | 1 | 1 | 1 | 1 | 1
3193 | 2023-05-13 | 5 | 1 | 1 | 1 | 1 | 1
3194 | 2023-05-14 01:00 | 5 | 1 | 1 | 1 | 1 | 1
3195 | 2023-05-14 02:00 | 5 | 1 | 1 | 1 | 1 | 1
3196 | 2023-05-14 03:00 | 5 | 1 | 1 | 1 | 1 | 1
3197 | 2023-05-14 04:00 | 5 | 1 | 1 | 1 | 1 | 1
3198 | 2023-05-14 05:00 | 5 | 1 | 1 | 1 | 1 | 1
3199 | 2023-05-14 06:00 | 5 | 1 | 1 | 1 | 1 | 1
3200 | 2023-05-14 07:00 | 5 | 1 | 1 | 1 | 1 | 1
3201 | 2023-05-14 08:00 | 5 | 1 | 1 | 1 | 1 | 1
3202 | 2023-05-14 09:00 | 5 | 1 | 1 | 1 | 1 | 1
3203 | 2023-05-14 10:00 | 5 | 1 | 1 | 1 | 1 | 1
3204 | 2023-05-14 11:00 | 5 | 1 | 1 | 1 | 1 | 1
3205 | 2023-05-14 12:00 | 5 | 1 | 1 | 1 | 1 | 1
3206 | 2023-05-14 13:00 | 5 | 1 | 1 | 1 | 1 | 1
3207 | 2023-05-14 14:00 | 5 | 1 | 1 | 1 | 1 | 1
3208 | 2023-05-14 15:00 | 5 | 1 | 1 | 1 | 1 | 1
3209 | 2023-05-14 16:00 | 5 | 1 | 1 | 1 | 1 | 1
3210 | 2023-05-14 17:00 | 5 | 1 | 1 | 1 | 1 | 1
3211 | 2023-05-14 18:00 | 5 | 1 | 1 | 1 | 1 | 1
3212 | 2023-05-14 19:00 | 5 | 1 | 1 | 1 | 1 | 1
3213 | 2023-05-14 20:00 | 5 | 1 | 1 | 1 | 1 | 1
3214 | 2023-05-14 21:00 | 5 | 1 | 1 | 1 | 1 | 1
3215 | 2023-05-14 22:00 | 5 | 1 | 1 | 1 | 1 | 1
3216 | 2023-05-14 23:00 | 5 | 1 | 1 | 1 | 1 | 1
3217 | 2023-05-14 | 5 | 1 | 1 | 1 | 1 | 1
3218 | 2023-05-15 01:00 | 5 | 1 | 1 | 1 | 1 | 1
3219 | 2023-05-15 02:00 | 5 | 1 | 1 | 1 | 1 | 1
3220 | 2023-05-15 03:00 | 5 | 1 | 1 | 1 | 1 | 1
3221 | 2023-05-15 04:00 | 5 | 1 | 1 | 1 | 1 | 1
3222 | 2023-05-15 05:00 | 5 | 1 | 1 | 1 | 1 | 1
3223 | 2023-05-15 06:00 | 5 | 1 | 1 | 1 | 1 | 1
3224 | 2023-05-15 07:00 | 5 | 1 | 1 | 1 | 1 | 1
3225 | 2023-05-15 08:00 | 5 | 1 | 1 | 1 | 1 | 1
3226 | 2023-05-15 09:00 | 5 | 1 | 1 | 1 | 1 | 1
3227 | 2023-05-15 10:00 | 5 | 1 | 1 | 1 | 1 | 1
3228 | 2023-05-15 11:00 | 5 | 1 | 1 | 1 | 1 | 1
3229 | 2023-05-15 12:00 | 5 | 1 | 1 | 1 | 1 | 1
3230 | 2023-05-15 13:00 | 5 | 1 | 1 | 1 | 1 | 1
3231 | 2023-05-15 14:00 | 5 | 1 | 1 | 1 | 1 | 1
3232 | 2023-05-15 15:00 | 5 | 1 | 1 | 1 | 1 | 1
3233 | 2023-05-15 16:00 | 5 | 1 | 1 | 1 | 1 | 1
3234 | 2023-05-15 17:00 | 5 | 1 | 1 | 1 | 1 | 1
3235 | 2023-05-15 18:00 | 5 | 1 | 1 | 1 | 1 | 1
3236 | 2023-05-15 19:00 | 5 | 1 | 1 | 1 | 1 | 1
3237 | 2023-05-15 20:00 | 5 | 1 | 1 | 1 | 1 | 1
3238 | 2023-05-15 21:00 | 5 | 1 | 1 | 1 | 1 | 1
3239 | 2023-05-15 22:00 | 5 | 1 | 1 | 1 | 1 | 1
3240 | 2023-05-15 23:00 | 5 | 1 | 1 | 1 | 1 | 1
3241 | 2023-05-15 | 5 | 1 | 1 | 1 | 1 | 1
3242 | 2023-05-16 01:00 | 5 | 1 | 1 | 1 | 1 | 1
3243 | 2023-05-16 02:00 | 5 | 1 | 1 | 1 | 1 | 1
3244 | 2023-05-16 03:00 | 5 | 1 | 1 | 1 | 1 | 1
3245 | 2023-05-16 04:00 | 5 | 1 | 1 | 1 | 1 | 1
3246 | 2023-05-16 05:00 | 5 | 1 | 1 | 1 | 1 | 1
3247 | 2023-05-16 06:00 | 5 | 1 | 1 | 1 | 1 | 1
3248 | 2023-05-16 07:00 | 5 | 1 | 1 | 1 | 1 | 1
3249 | 2023-05-16 08:00 | 5 | 1 | 1 | 1 | 1 | 1
3250 | 2023-05-16 09:00 | 5 | 1 | 1 | 1 | 1 | 1
3251 | 2023-05-16 10:00 | 5 | 1 | 1 | 1 | 1 | 1
3252 | 2023-05-16 11:00 | 5 | 1 | 1 | 1 | 1 | 1
3253 | 2023-05-16 12:00 | 5 | 1 | 1 | 1 | 1 | 1
3254 | 2023-05-16 13:00 | 5 | 1 | 1 | 1 | 1 | 1
3255 | 2023-05-16 14:00 | 5 | 1 | 1 | 1 | 1 | 1
3256 | 2023-05-16 15:00 | 5 | 1 | 1 | 1 | 1 | 1
3257 | 2023-05-16 16:00 | 5 | 1 | 1 | 1 | 1 | 1
3258 | 2023-05-16 17:00 | 5 | 1 | 1 | 1 | 1 | 1
3259 | 2023-05-16 18:00 | 5 | 1 | 1 | 1 | 1 | 1
3260 | 2023-05-16 19:00 | 5 | 1 | 1 | 1 | 1 | 1
3261 | 2023-05-16 20:00 | 5 | 1 | 1 | 1 | 1 | 1
3262 | 2023-05-16 21:00 | 5 | 1 | 1 | 1 | 1 | 1
3263 | 2023-05-16 22:00 | 5 | 1 | 1 | 1 | 1 | 1
3264 | 2023-05-16 23:00 | 5 | 1 | 1 | 1 | 1 | 1
3265 | 2023-05-16 | 5 | 1 | 1 | 1 | 1 | 1
3266 | 2023-05-17 01:00 | 5 | 1 | 1 | 1 | 1 | 1
3267 | 2023-05-17 02:00 | 5 | 1 | 1 | 1 | 1 | 1
3268 | 2023-05-17 03:00 | 5 | 1 | 1 | 1 | 1 | 1
3269 | 2023-05-17 04:00 | 5 | 1 | 1 | 1 | 1 | 1
3270 | 2023-05-17 05:00 | 5 | 1 | 1 | 1 | 1 | 1
3271 | 2023-05-17 06:00 | 5 | 1 | 1 | 1 | 1 | 1
3272 | 2023-05-17 07:00 | 5 | 1 | 1 | 1 | 1 | 1
3273 | 2023-05-17 08:00 | 5 | 1 | 1 | 1 | 1 | 1
3274 | 2023-05-17 09:00 | 5 | 1 | 1 | 1 | 1 | 1
3275 | 2023-05-17 10:00 | 5 | 1 | 1 | 1 | 1 | 1
3276 | 2023-05-17 11:00 | 5 | 1 | 1 | 1 | 1 | 1
3277 | 2023-05-17 12:00 | 5 | 1 | 1 | 1 | 1 | 1
3278 | 2023-05-17 13:00 | 5 | 1 | 1 | 1 | 1 | 1
3279 | 2023-05-17 14:00 | 5 | 1 | 1 | 1 | 1 | 1
3280 | 2023-05-17 15:00 | 5 | 1 | 1 | 1 | 1 | 1
3281 | 2023-05-17 16:00 | 5 | 1 | 1 | 1 | 1 | 1
3282 | 2023-05-17 17:00 | 5 | 1 | 1 | 1 | 1 | 1
3283 | 2023-05-17 18:00 | 5 | 1 | 1 | 1 | 1 | 1
3284 | 2023-05-17 19:00 | 5 | 1 | 1 | 1 | 1 | 1
3285 | 2023-05-17 20:00 | 5 | 1 | 1 | 1 | 1 | 1
3286 | 2023-05-17 21:00 | 5 | 1 | 1 | 1 | 1 | 1
3287 | 2023-05-17 22:00 | 5 | 1 | 1 | 1 | 1 | 1
3288 | 2023-05-17 23:00 | 5 | 1 | 1 | 1 | 1 | 1
3289 | 2023-05-17 | 5 | 1 | 1 | 1 | 1 | 1
3290 | 2023-05-18 01:00 | 5 | 1 | 1 | 1 | 1 | 1
3291 | 2023-05-18 02:00 | 5 | 1 | 1 | 1 | 1 | 1
3292 | 2023-05-18 03:00 | 5 | 1 | 1 | 1 | 1 | 1
3293 | 2023-05-18 04:00 | 5 | 1 | 1 | 1 | 1 | 1
3294 | 2023-05-18 05:00 | 5 | 1 | 1 | 1 | 1 | 1
3295 | 2023-05-18 06:00 | 5 | 1 | 1 | 1 | 1 | 1
3296 | 2023-05-18 07:00 | 5 | 1 | 1 | 1 | 1 | 1
3297 | 2023-05-18 08:00 | 5 | 1 | 1 | 1 | 1 | 1
3298 | 2023-05-18 09:00 | 5 | 1 | 1 | 1 | 1 | 1
3299 | 2023-05-18 10:00 | 5 | 1 | 1 | 1 | 1 | 1
3300 | 2023-05-18 11:00 | 5 | 1 | 1 | 1 | 1 | 1
3301 | 2023-05-18 12:00 | 5 | 1 | 1 | 1 | 1 | 1
3302 | 2023-05-18 13:00 | 5 | 1 | 1 | 1 | 1 | 1
3303 | 2023-05-18 14:00 | 5 | 1 | 1 | 1 | 1 | 1
3304 | 2023-05-18 15:00 | 5 | 1 | 1 | 1 | 1 | 1
3305 | 2023-05-18 16:00 | 5 | 1 | 1 | 1 | 1 | 1
3306 | 2023-05-18 17:00 | 5 | 1 | 1 | 1 | 1 | 1
3307 | 2023-05-18 18:00 | 5 | 1 | 1 | 1 | 1 | 1
3308 | 2023-05-18 19:00 | 5 | 1 | 1 | 1 | 1 | 1
3309 | 2023-05-18 20:00 | 5 | 1 | 1 | 1 | 1 | 1
3310 | 2023-05-18 21:00 | 5 | 1 | 1 | 1 | 1 | 1
3311 | 2023-05-18 22:00 | 5 | 1 | 1 | 1 | 1 | 1
3312 | 2023-05-18 23:00 | 5 | 1 | 1 | 1 | 1 | 1
3313 | 2023-05-18 | 5 | 1 | 1 | 1 | 1 | 1
3314 | 2023-05-19 01:00 | 5 | 1 | 1 | 1 | 1 | 1
3315 | 2023-05-19 02:00 | 5 | 1 | 1 | 1 | 1 | 1
3316 | 2023-05-19 03:00 | 5 | 1 | 1 | 1 | 1 | 1
3317 | 2023-05-19 04:00 | 5 | 1 | 1 | 1 | 1 | 1
3318 | 2023-05-19 05:00 | 5 | 1 | 1 | 1 | 1 | 1
3319 | 2023-05-19 06:00 | 5 | 1 | 1 | 1 | 1 | 1
3320 | 2023-05-19 07:00 | 5 | 1 | 1 | 1 | 1 | 1
3321 | 2023-05-19 08:00 | 5 | 1 | 1 | 1 | 1 | 1
3322 | 2023-05-19 09:00 | 5 | 1 | 1 | 1 | 1 | 1
3323 | 2023-05-19 10:00 | 5 | 1 | 1 | 1 | 1 | 1
3324 | 2023-05-19 11:00 | 5 | 1 | 1 | 1 | 1 | 1
3325 | 2023-05-19 12:00 | 5 | 1 | 1 | 1 | 1 | 1
3326 | 2023-05-19 13:00 | 5 | 1 | 1 | 1 | 1 | 1
3327 | 2023-05-19 14:00 | 5 | 1 | 1 | 1 | 1 | 1
3328 | 2023-05-19 15:00 | 5 | 1 | 1 | 1 | 1 | 1
3329 | 2023-05-19 16:00 | 5 | 1 | 1 | 1 | 1 | 1
3330 | 2023-05-19 17:00 | 5 | 1 | 1 | 1 | 1 | 1
3331 | 2023-05-19 18:00 | 5 | 1 | 1 | 1 | 1 | 1
3332 | 2023-05-19 19:00 | 5 | 1 | 1 | 1 | 1 | 1
3333 | 2023-05-19 20:00 | 5 | 1 | 1 | 1 | 1 | 1
3334 | 2023-05-19 21:00 | 5 | 1 | 1 | 1 | 1 | 1
3335 | 2023-05-19 22:00 | 5 | 1 | 1 | 1 | 1 | 1
3336 | 2023-05-19 23:00 | 5 | 1 | 1 | 1 | 1 | 1
3337 | 2023-05-19 | 5 | 1 | 1 | 1 | 1 | 1
3338 | 2023-05-20 01:00 | 5 | 1 | 1 | 1 | 1 | 1
3339 | 2023-05-20 02:00 | 5 | 1 | 1 | 1 | 1 | 1
3340 | 2023-05-20 03:00 | 5 | 1 | 1 | 1 | 1 | 1
3341 | 2023-05-20 04:00 | 5 | 1 | 1 | 1 | 1 | 1
3342 | 2023-05-20 05:00 | 5 | 1 | 1 | 1 | 1 | 1
3343 | 2023-05-20 06:00 | 5 | 1 | 1 | 1 | 1 | 1
3344 | 2023-05-20 07:00 | 5 | 1 | 1 | 1 | 1 | 1
3345 | 2023-05-20 08:00 | 5 | 1 | 1 | 1 | 1 | 1
3346 | 2023-05-20 09:00 | 5 | 1 | 1 | 1 | 1 | 1
3347 | 2023-05-20 10:00 | 5 | 1 | 1 | 1 | 1 | 1
3348 | 2023-05-20 11:00 | 5 | 1 | 1 | 1 | 1 | 1
3349 | 2023-05-20 12:00 | 5 | 1 | 1 | 1 | 1 | 1
3350 | 2023-05-20 13:00 | 5 | 1 | 1 | 1 | 1 | 1
3351 | 2023-05-20 14:00 | 5 | 1 | 1 | 1 | 1 | 1
3352 | 2023-05-20 15:00 | 5 | 1 | 1 | 1 | 1 | 1
3353 | 2023-05-20 16:00 | 5 | 1 | 1 | 1 | 1 | 1
3354 | 2023-05-20 17:00 | 5 | 1 | 1 | 1 | 1 | 1
3355 | 2023-05-20 18:00 | 5 | 1 | 1 | 1 | 1 | 1
3356 | 2023-05-20 19:00 | 5 | 1 | 1 | 1 | 1 | 1
3357 | 2023-05-20 20:00 | 5 | 1 | 1 | 1 | 1 | 1
3358 | 2023-05-20 21:00 | 5 | 1 | 1 | 1 | 1 | 1
3359 | 2023-05-20 22:00 | 5 | 1 | 1 | 1 | 1 | 1
3360 | 2023-05-20 23:00 | 5 | 1 | 1 | 1 | 1 | 1
3361 | 2023-05-20 | 5 | 1 | 1 | 1 | 1 | 1
3362 | 2023-05-21 01:00 | 5 | 1 | 1 | 1 | 1 | 1
3363 | 2023-05-21 02:00 | 5 | 1 | 1 | 1 | 1 | 1
3364 | 2023-05-21 03:00 | 5 | 1 | 1 | 1 | 1 | 1
3365 | 2023-05-21 04:00 | 5 | 1 | 1 | 1 | 1 | 1
3366 | 2023-05-21 05:00 | 5 | 1 | 1 | 1 | 1 | 1
3367 | 2023-05-21 06:00 | 5 | 1 | 1 | 1 | 1 | 1
3368 | 2023-05-21 07:00 | 5 | 1 | 1 | 1 | 1 | 1
3369 | 2023-05-21 08:00 | 5 | 1 | 1 | 1 | 1 | 1
3370 | 2023-05-21 09:00 | 5 | 1 | 1 | 1 | 1 | 1
3371 | 2023-05-21 10:00 | 5 | 1 | 1 | 1 | 1 | 1
3372 | 2023-05-21 11:00 | 5 | 1 | 1 | 1 | 1 | 1
3373 | 2023-05-21 12:00 | 5 | 1 | 1 | 1 | 1 | 1
3374 | 2023-05-21 13:00 | 5 | 1 | 1 | 1 | 1 | 1
3375 | 2023-05-21 14:00 | 5 | 1 | 1 | 1 | 1 | 1
3376 | 2023-05-21 15:00 | 5 | 1 | 1 | 1 | 1 | 1
3377 | 2023-05-21 16:00 | 5 | 1 | 1 | 1 | 1 | 1
3378 | 2023-05-21 17:00 | 5 | 1 | 1 | 1 | 1 | 1
3379 | 2023-05-21 18:00 | 5 | 1 | 1 | 1 | 1 | 1
3380 | 2023-05-21 19:00 | 5 | 1 | 1 | 1 | 1 | 1
3381 | 2023-05-21 20:00 | 5 | 1 | 1 | 1 | 1 | 1
3382 | 2023-05-21 21:00 | 5 | 1 | 1 | 1 | 1 | 1
3383 | 2023-05-21 22:00 | 5 | 1 | 1 | 1 | 1 | 1
3384 | 2023-05-21 23:00 | 5 | 1 | 1 | 1 | 1 | 1
3385 | 2023-05-21 | 5 | 1 | 1 | 1 | 1 | 1
3386 | 2023-05-22 01:00 | 5 | 1 | 1 | 1 | 1 | 1
3387 | 2023-05-22 02:00 | 5 | 1 | 1 | 1 | 1 | 1
3388 | 2023-05-22 03:00 | 5 | 1 | 1 | 1 | 1 | 1
3389 | 2023-05-22 04:00 | 5 | 1 | 1 | 1 | 1 | 1
3390 | 2023-05-22 05:00 | 5 | 1 | 1 | 1 | 1 | 1
3391 | 2023-05-22 06:00 | 5 | 1 | 1 | 1 | 1 | 1
3392 | 2023-05-22 07:00 | 5 | 1 | 1 | 1 | 1 | 1
3393 | 2023-05-22 08:00 | 5 | 1 | 1 | 1 | 1 | 1
3394 | 2023-05-22 09:00 | 5 | 1 | 1 | 1 | 1 | 1
3395 | 2023-05-22 10:00 | 5 | 1 | 1 | 1 | 1 | 1
3396 | 2023-05-22 11:00 | 5 | 1 | 1 | 1 | 1 | 1
3397 | 2023-05-22 12:00 | 5 | 1 | 1 | 1 | 1 | 1
3398 | 2023-05-22 13:00 | 5 | 1 | 1 | 1 | 1 | 1
3399 | 2023-05-22 14:00 | 5 | 1 | 1 | 1 | 1 | 1
3400 | 2023-05-22 15:00 | 5 | 1 | 1 | 1 | 1 | 1
3401 | 2023-05-22 16:00 | 5 | 1 | 1 | 1 | 1 | 1
3402 | 2023-05-22 17:00 | 5 | 1 | 1 | 1 | 1 | 1
3403 | 2023-05-22 18:00 | 5 | 1 | 1 | 1 | 1 | 1
3404 | 2023-05-22 19:00 | 5 | 1 | 1 | 1 | 1 | 1
3405 | 2023-05-22 20:00 | 5 | 1 | 1 | 1 | 1 | 1
3406 | 2023-05-22 21:00 | 5 | 1 | 1 | 1 | 1 | 1
3407 | 2023-05-22 22:00 | 5 | 1 | 1 | 1 | 1 | 1
3408 | 2023-05-22 23:00 | 5 | 1 | 1 | 1 | 1 | 1
3409 | 2023-05-22 | 5 | 1 | 1 | 1 | 1 | 1
3410 | 2023-05-23 01:00 | 5 | 1 | 1 | 1 | 1 | 1
3411 | 2023-05-23 02:00 | 5 | 1 | 1 | 1 | 1 | 1
3412 | 2023-05-23 03:00 | 5 | 1 | 1 | 1 | 1 | 1
3413 | 2023-05-23 04:00 | 5 | 1 | 1 | 1 | 1 | 1
3414 | 2023-05-23 05:00 | 5 | 1 | 1 | 1 | 1 | 1
3415 | 2023-05-23 06:00 | 5 | 1 | 1 | 1 | 1 | 1
3416 | 2023-05-23 07:00 | 5 | 1 | 1 | 1 | 1 | 1
3417 | 2023-05-23 08:00 | 5 | 1 | 1 | 1 | 1 | 1
3418 | 2023-05-23 09:00 | 5 | 1 | 1 | 1 | 1 | 1
3419 | 2023-05-23 10:00 | 5 | 1 | 1 | 1 | 1 | 1
3420 | 2023-05-23 11:00 | 5 | 1 | 1 | 1 | 1 | 1
3421 | 2023-05-23 12:00 | 5 | 1 | 1 | 1 | 1 | 1
3422 | 2023-05-23 13:00 | 5 | 1 | 1 | 1 | 1 | 1
3423 | 2023-05-23 14:00 | 5 | 1 | 1 | 1 | 1 | 1
3424 | 2023-05-23 15:00 | 5 | 1 | 1 | 1 | 1 | 1
3425 | 2023-05-23 16:00 | 5 | 1 | 1 | 1 | 1 | 1
3426 | 2023-05-23 17:00 | 5 | 1 | 1 | 1 | 1 | 1
3427 | 2023-05-23 18:00 | 5 | 1 | 1 | 1 | 1 | 1
3428 | 2023-05-23 19:00 | 5 | 1 | 1 | 1 | 1 | 1
3429 | 2023-05-23 20:00 | 5 | 1 | 1 | 1 | 1 | 1
3430 | 2023-05-23 21:00 | 5 | 1 | 1 | 1 | 1 | 1
3431 | 2023-05-23 22:00 | 5 | 1 | 1 | 1 | 1 | 1
3432 | 2023-05-23 23:00 | 5 | 1 | 1 | 1 | 1 | 1
3433 | 2023-05-23 | 5 | 1 | 1 | 1 | 1 | 1
3434 | 2023-05-24 01:00 | 5 | 1 | 1 | 1 | 1 | 1
3435 | 2023-05-24 02:00 | 5 | 1 | 1 | 1 | 1 | 1
3436 | 2023-05-24 03:00 | 5 | 1 | 1 | 1 | 1 | 1
3437 | 2023-05-24 04:00 | 5 | 1 | 1 | 1 | 1 | 1
3438 | 2023-05-24 05:00 | 5 | 1 | 1 | 1 | 1 | 1
3439 | 2023-05-24 06:00 | 5 | 1 | 1 | 1 | 1 | 1
3440 | 2023-05-24 07:00 | 5 | 1 | 1 | 1 | 1 | 1
3441 | 2023-05-24 08:00 | 5 | 1 | 1 | 1 | 1 | 1
3442 | 2023-05-24 09:00 | 5 | 1 | 1 | 1 | 1 | 1
3443 | 2023-05-24 10:00 | 5 | 1 | 1 | 1 | 1 | 1
3444 | 2023-05-24 11:00 | 5 | 1 | 1 | 1 | 1 | 1
3445 | 2023-05-24 12:00 | 5 | 1 | 1 | 1 | 1 | 1
3446 | 2023-05-24 13:00 | 5 | 1 | 1 | 1 | 1 | 1
3447 | 2023-05-24 14:00 | 5 | 1 | 1 | 1 | 1 | 1
3448 | 2023-05-24 15:00 | 5 | 1 | 1 | 1 | 1 | 1
3449 | 2023-05-24 16:00 | 5 | 1 | 1 | 1 | 1 | 1
3450 | 2023-05-24 17:00 | 5 | 1 | 1 | 1 | 1 | 1
3451 | 2023-05-24 18:00 | 5 | 1 | 1 | 1 | 1 | 1
3452 | 2023-05-24 19:00 | 5 | 1 | 1 | 1 | 1 | 1
3453 | 2023-05-24 20:00 | 5 | 1 | 1 | 1 | 1 | 1
3454 | 2023-05-24 21:00 | 5 | 1 | 1 | 1 | 1 | 1
3455 | 2023-05-24 22:00 | 5 | 1 | 1 | 1 | 1 | 1
3456 | 2023-05-24 23:00 | 5 | 1 | 1 | 1 | 1 | 1
3457 | 2023-05-24 | 5 | 1 | 1 | 1 | 1 | 1
3458 | 2023-05-25 01:00 | 5 | 1 | 1 | 1 | 1 | 1
3459 | 2023-05-25 02:00 | 5 | 1 | 1 | 1 | 1 | 1
3460 | 2023-05-25 03:00 | 5 | 1 | 1 | 1 | 1 | 1
3461 | 2023-05-25 04:00 | 5 | 1 | 1 | 1 | 1 | 1
3462 | 2023-05-25 05:00 | 5 | 1 | 1 | 1 | 1 | 1
3463 | 2023-05-25 06:00 | 5 | 1 | 1 | 1 | 1 | 1
3464 | 2023-05-25 07:00 | 5 | 1 | 1 | 1 | 1 | 1
3465 | 2023-05-25 08:00 | 5 | 1 | 1 | 1 | 1 | 1
3466 | 2023-05-25 09:00 | 5 | 1 | 1 | 1 | 1 | 1
3467 | 2023-05-25 10:00 | 5 | 1 | 1 | 1 | 1 | 1
3468 | 2023-05-25 11:00 | 5 | 1 | 1 | 1 | 1 | 1
3469 | 2023-05-25 12:00 | 5 | 1 | 1 | 1 | 1 | 1
3470 | 2023-05-25 13:00 | 5 | 1 | 1 | 1 | 1 | 1
3471 | 2023-05-25 14:00 | 5 | 1 | 1 | 1 | 1 | 1
3472 | 2023-05-25 15:00 | 5 | 1 | 1 | 1 | 1 | 1
3473 | 2023-05-25 16:00 | 5 | 1 | 1 | 1 | 1 | 1
3474 | 2023-05-25 17:00 | 5 | 1 | 1 | 1 | 1 | 1
3475 | 2023-05-25 18:00 | 5 | 1 | 1 | 1 | 1 | 1
3476 | 2023-05-25 19:00 | 5 | 1 | 1 | 1 | 1 | 1
3477 | 2023-05-25 20:00 | 5 | 1 | 1 | 1 | 1 | 1
3478 | 2023-05-25 21:00 | 5 | 1 | 1 | 1 | 1 | 1
3479 | 2023-05-25 22:00 | 5 | 1 | 1 | 1 | 1 | 1
3480 | 2023-05-25 23:00 | 5 | 1 | 1 | 1 | 1 | 1
3481 | 2023-05-25 | 5 | 1 | 1 | 1 | 1 | 1
3482 | 2023-05-26 01:00 | 5 | 1 | 1 | 1 | 1 | 1
3483 | 2023-05-26 02:00 | 5 | 1 | 1 | 1 | 1 | 1
3484 | 2023-05-26 03:00 | 5 | 1 | 1 | 1 | 1 | 1
3485 | 2023-05-26 04:00 | 5 | 1 | 1 | 1 | 1 | 1
3486 | 2023-05-26 05:00 | 5 | 1 | 1 | 1 | 1 | 1
3487 | 2023-05-26 06:00 | 5 | 1 | 1 | 1 | 1 | 1
3488 | 2023-05-26 07:00 | 5 | 1 | 1 | 1 | 1 | 1
3489 | 2023-05-26 08:00 | 5 | 1 | 1 | 1 | 1 | 1
3490 | 2023-05-26 09:00 | 5 | 1 | 1 | 1 | 1 | 1
3491 | 2023-05-26 10:00 | 5 | 1 | 1 | 1 | 1 | 1
3492 | 2023-05-26 11:00 | 5 | 1 | 1 | 1 | 1 | 1
3493 | 2023-05-26 12:00 | 5 | 1 | 1 | 1 | 1 | 1
3494 | 2023-05-26 13:00 | 5 | 1 | 1 | 1 | 1 | 1
3495 | 2023-05-26 14:00 | 5 | 1 | 1 | 1 | 1 | 1
3496 | 2023-05-26 15:00 | 5 | 1 | 1 | 1 | 1 | 1
3497 | 2023-05-26 16:00 | 5 | 1 | 1 | 1 | 1 | 1
3498 | 2023-05-26 17:00 | 5 | 1 | 1 | 1 | 1 | 1
3499 | 2023-05-26 18:00 | 5 | 1 | 1 | 1 | 1 | 1
3500 | 2023-05-26 19:00 | 5 | 1 | 1 | 1 | 1 | 1
3501 | 2023-05-26 20:00 | 5 | 1 | 1 | 1 | 1 | 1
3502 | 2023-05-26 21:00 | 5 | 1 | 1 | 1 | 1 | 1
3503 | 2023-05-26 22:00 | 5 | 1 | 1 | 1 | 1 | 1
3504 | 2023-05-26 23:00 | 5 | 1 | 1 | 1 | 1 | 1
3505 | 2023-05-26 | 5 | 1 | 1 | 1 | 1 | 1
3506 | 2023-05-27 01:00 | 5 | 1 | 1 | 1 | 1 | 1
3507 | 2023-05-27 02:00 | 5 | 1 | 1 | 1 | 1 | 1
3508 | 2023-05-27 03:00 | 5 | 1 | 1 | 1 | 1 | 1
3509 | 2023-05-27 04:00 | 5 | 1 | 1 | 1 | 1 | 1
3510 | 2023-05-27 05:00 | 5 | 1 | 1 | 1 | 1 | 1
3511 | 2023-05-27 06:00 | 5 | 1 | 1 | 1 | 1 | 1
3512 | 2023-05-27 07:00 | 5 | 1 | 1 | 1 | 1 | 1
3513 | 2023-05-27 08:00 | 5 | 1 | 1 | 1 | 1 | 1
3514 | 2023-05-27 09:00 | 5 | 1 | 1 | 1 | 1 | 1
3515 | 2023-05-27 10:00 | 5 | 1 | 1 | 1 | 1 | 1
3516 | 2023-05-27 11:00 | 5 | 1 | 1 | 1 | 1 | 1
3517 | 2023-05-27 12:00 | 5 | 1 | 1 | 1 | 1 | 1
3518 | 2023-05-27 13:00 | 5 | 1 | 1 | 1 | 1 | 1
3519 | 2023-05-27 14:00 | 5 | 1 | 1 | 1 | 1 | 1
3520 | 2023-05-27 15:00 | 5 | 1 | 1 | 1 | 1 | 1
3521 | 2023-05-27 16:00 | 5 | 1 | 1 | 1 | 1 | 1
3522 | 2023-05-27 17:00 | 5 | 1 | 1 | 1 | 1 | 1
3523 | 2023-05-27 18:00 | 5 | 1 | 1 | 1 | 1 | 1
3524 | 2023-05-27 19:00 | 5 | 1 | 1 | 1 | 1 | 1
3525 | 2023-05-27 20:00 | 5 | 1 | 1 | 1 | 1 | 1
3526 | 2023-05-27 21:00 | 5 | 1 | 1 | 1 | 1 | 1
3527 | 2023-05-27 22:00 | 5 | 1 | 1 | 1 | 1 | 1
3528 | 2023-05-27 23:00 | 5 | 1 | 1 | 1 | 1 | 1
3529 | 2023-05-27 | 5 | 1 | 1 | 1 | 1 | 1
3530 | 2023-05-28 01:00 | 5 | 1 | 1 | 1 | 1 | 1
3531 | 2023-05-28 02:00 | 5 | 1 | 1 | 1 | 1 | 1
3532 | 2023-05-28 03:00 | 5 | 1 | 1 | 1 | 1 | 1
3533 | 2023-05-28 04:00 | 5 | 1 | 1 | 1 | 1 | 1
3534 | 2023-05-28 05:00 | 5 | 1 | 1 | 1 | 1 | 1
3535 | 2023-05-28 06:00 | 5 | 1 | 1 | 1 | 1 | 1
3536 | 2023-05-28 07:00 | 5 | 1 | 1 | 1 | 1 | 1
3537 | 2023-05-28 08:00 | 5 | 1 | 1 | 1 | 1 | 1
3538 | 2023-05-28 09:00 | 5 | 1 | 1 | 1 | 1 | 1
3539 | 2023-05-28 10:00 | 5 | 1 | 1 | 1 | 1 | 1
3540 | 2023-05-28 11:00 | 5 | 1 | 1 | 1 | 1 | 1
3541 | 2023-05-28 12:00 | 5 | 1 | 1 | 1 | 1 | 1
3542 | 2023-05-28 13:00 | 5 | 1 | 1 | 1 | 1 | 1
3543 | 2023-05-28 14:00 | 5 | 1 | 1 | 1 | 1 | 1
3544 | 2023-05-28 15:00 | 5 | 1 | 1 | 1 | 1 | 1
3545 | 2023-05-28 16:00 | 5 | 1 | 1 | 1 | 1 | 1
3546 | 2023-05-28 17:00 | 5 | 1 | 1 | 1 | 1 | 1
3547 | 2023-05-28 18:00 | 5 | 1 | 1 | 1 | 1 | 1
3548 | 2023-05-28 19:00 | 5 | 1 | 1 | 1 | 1 | 1
3549 | 2023-05-28 20:00 | 5 | 1 | 1 | 1 | 1 | 1
3550 | 2023-05-28 21:00 | 5 | 1 | 1 | 1 | 1 | 1
3551 | 2023-05-28 22:00 | 5 | 1 | 1 | 1 | 1 | 1
3552 | 2023-05-28 23:00 | 5 | 1 | 1 | 1 | 1 | 1
3553 | 2023-05-28 | 5 | 1 | 1 | 1 | 1 | 1
3554 | 2023-05-29 01:00 | 5 | 1 | 1 | 1 | 1 | 1
3555 | 2023-05-29 02:00 | 5 | 1 | 1 | 1 | 1 | 1
3556 | 2023-05-29 03:00 | 5 | 1 | 1 | 1 | 1 | 1
3557 | 2023-05-29 04:00 | 5 | 1 | 1 | 1 | 1 | 1
3558 | 2023-05-29 05:00 | 5 | 1 | 1 | 1 | 1 | 1
3559 | 2023-05-29 06:00 | 5 | 1 | 1 | 1 | 1 | 1
3560 | 2023-05-29 07:00 | 5 | 1 | 1 | 1 | 1 | 1
3561 | 2023-05-29 08:00 | 5 | 1 | 1 | 1 | 1 | 1
3562 | 2023-05-29 09:00 | 5 | 1 | 1 | 1 | 1 | 1
3563 | 2023-05-29 10:00 | 5 | 1 | 1 | 1 | 1 | 1
3564 | 2023-05-29 11:00 | 5 | 1 | 1 | 1 | 1 | 1
3565 | 2023-05-29 12:00 | 5 | 1 | 1 | 1 | 1 | 1
3566 | 2023-05-29 13:00 | 5 | 1 | 1 | 1 | 1 | 1
3567 | 2023-05-29 14:00 | 5 | 1 | 1 | 1 | 1 | 1
3568 | 2023-05-29 15:00 | 5 | 1 | 1 | 1 | 1 | 1
3569 | 2023-05-29 16:00 | 5 | 1 | 1 | 1 | 1 | 1
3570 | 2023-05-29 17:00 | 5 | 1 | 1 | 1 | 1 | 1
3571 | 2023-05-29 18:00 | 5 | 1 | 1 | 1 | 1 | 1
3572 | 2023-05-29 19:00 | 5 | 1 | 1 | 1 | 1 | 1
3573 | 2023-05-29 20:00 | 5 | 1 | 1 | 1 | 1 | 1
3574 | 2023-05-29 21:00 | 5 | 1 | 1 | 1 | 1 | 1
3575 | 2023-05-29 22:00 | 5 | 1 | 1 | 1 | 1 | 1
3576 | 2023-05-29 23:00 | 5 | 1 | 1 | 1 | 1 | 1
3577 | 2023-05-29 | 5 | 1 | 1 | 1 | 1 | 1
3578 | 2023-05-30 01:00 | 5 | 1 | 1 | 1 | 1 | 1
3579 | 2023-05-30 02:00 | 5 | 1 | 1 | 1 | 1 | 1
3580 | 2023-05-30 03:00 | 5 | 1 | 1 | 1 | 1 | 1
3581 | 2023-05-30 04:00 | 5 | 1 | 1 | 1 | 1 | 1
3582 | 2023-05-30 05:00 | 5 | 1 | 1 | 1 | 1 | 1
3583 | 2023-05-30 06:00 | 5 | 1 | 1 | 1 | 1 | 1
3584 | 2023-05-30 07:00 | 5 | 1 | 1 | 1 | 1 | 1
3585 | 2023-05-30 08:00 | 5 | 1 | 1 | 1 | 1 | 1
3586 | 2023-05-30 09:00 | 5 | 1 | 1 | 1 | 1 | 1
3587 | 2023-05-30 10:00 | 5 | 1 | 1 | 1 | 1 | 1
3588 | 2023-05-30 11:00 | 5 | 1 | 1 | 1 | 1 | 1
3589 | 2023-05-30 12:00 | 5 | 1 | 1 | 1 | 1 | 1
3590 | 2023-05-30 13:00 | 5 | 1 | 1 | 1 | 1 | 1
3591 | 2023-05-30 14:00 | 5 | 1 | 1 | 1 | 1 | 1
3592 | 2023-05-30 15:00 | 5 | 1 | 1 | 1 | 1 | 1
3593 | 2023-05-30 16:00 | 5 | 1 | 1 | 1 | 1 | 1
3594 | 2023-05-30 17:00 | 5 | 1 | 1 | 1 | 1 | 1
3595 | 2023-05-30 18:00 | 5 | 1 | 1 | 1 | 1 | 1
3596 | 2023-05-30 19:00 | 5 | 1 | 1 | 1 | 1 | 1
3597 | 2023-05-30 20:00 | 5 | 1 | 1 | 1 | 1 | 1
3598 | 2023-05-30 21:00 | 5 | 1 | 1 | 1 | 1 | 1
3599 | 2023-05-30 22:00 | 5 | 1 | 1 | 1 | 1 | 1
3600 | 2023-05-30 23:00 | 5 | 1 | 1 | 1 | 1 | 1
3601 | 2023-05-30 | 5 | 1 | 1 | 1 | 1 | 1
3602 | 2023-05-31 01:00 | 5 | 1 | 1 | 1 | 1 | 1
3603 | 2023-05-31 02:00 | 5 | 1 | 1 | 1 | 1 | 1
3604 | 2023-05-31 03:00 | 5 | 1 | 1 | 1 | 1 | 1
3605 | 2023-05-31 04:00 | 5 | 1 | 1 | 1 | 1 | 1
3606 | 2023-05-31 05:00 | 5 | 1 | 1 | 1 | 1 | 1
3607 | 2023-05-31 06:00 | 5 | 1 | 1 | 1 | 1 | 1
3608 | 2023-05-31 07:00 | 5 | 1 | 1 | 1 | 1 | 1
3609 | 2023-05-31 08:00 | 5 | 1 | 1 | 1 | 1 | 1
3610 | 2023-05-31 09:00 | 5 | 1 | 1 | 1 | 1 | 1
3611 | 2023-05-31 10:00 | 5 | 1 | 1 | 1 | 1 | 1
3612 | 2023-05-31 11:00 | 5 | 1 | 1 | 1 | 1 | 1
3613 | 2023-05-31 12:00 | 5 | 1 | 1 | 1 | 1 | 1
3614 | 2023-05-31 13:00 | 5 | 1 | 1 | 1 | 1 | 1
3615 | 2023-05-31 14:00 | 5 | 1 | 1 | 1 | 1 | 1
3616 | 2023-05-31 15:00 | 5 | 1 | 1 | 1 | 1 | 1
3617 | 2023-05-31 16:00 | 5 | 1 | 1 | 1 | 1 | 1
3618 | 2023-05-31 17:00 | 5 | 1 | 1 | 1 | 1 | 1
3619 | 2023-05-31 18:00 | 5 | 1 | 1 | 1 | 1 | 1
3620 | 2023-05-31 19:00 | 5 | 1 | 1 | 1 | 1 | 1
3621 | 2023-05-31 20:00 | 5 | 1 | 1 | 1 | 1 | 1
3622 | 2023-05-31 21:00 | 5 | 1 | 1 | 1 | 1 | 1
3623 | 2023-05-31 22:00 | 5 | 1 | 1 | 1 | 1 | 1
3624 | 2023-05-31 23:00 | 5 | 1 | 1 | 1 | 1 | 1
3625 | 2023-05-31 | 5 | 1 | 1 | 1 | 1 | 1
3626 | 2023-06-01 01:00 | 6 | 1 | 1 | 1 | 1 | 1
3627 | 2023-06-01 02:00 | 6 | 1 | 1 | 1 | 1 | 1
3628 | 2023-06-01 03:00 | 6 | 1 | 1 | 1 | 1 | 1
3629 | 2023-06-01 04:00 | 6 | 1 | 1 | 1 | 1 | 1
3630 | 2023-06-01 05:00 | 6 | 1 | 1 | 1 | 1 | 1
3631 | 2023-06-01 06:00 | 6 | 1 | 1 | 1 | 1 | 1
3632 | 2023-06-01 07:00 | 6 | 1 | 1 | 1 | 1 | 1
3633 | 2023-06-01 08:00 | 6 | 1 | 1 | 1 | 1 | 1
3634 | 2023-06-01 09:00 | 6 | 1 | 1 | 1 | 1 | 1
3635 | 2023-06-01 10:00 | 6 | 1 | 1 | 1 | 1 | 1
3636 | 2023-06-01 11:00 | 6 | 1 | 1 | 1 | 1 | 1
3637 | 2023-06-01 12:00 | 6 | 1 | 1 | 1 | 1 | 1
3638 | 2023-06-01 13:00 | 6 | 1 | 1 | 1 | 1 | 1
3639 | 2023-06-01 14:00 | 6 | 1 | 1 | 1 | 1 | 1
3640 | 2023-06-01 15:00 | 6 | 1 | 1 | 1 | 1 | 1
3641 | 2023-06-01 16:00 | 6 | 1 | 1 | 1 | 1 | 1
3642 | 2023-06-01 17:00 | 6 | 1 | 1 | 1 | 1 | 1
3643 | 2023-06-01 18:00 | 6 | 1 | 1 | 1 | 1 | 1
3644 | 2023-06-01 19:00 | 6 | 1 | 1 | 1 | 1 | 1
3645 | 2023-06-01 20:00 | 6 | 1 | 1 | 1 | 1 | 1
3646 | 2023-06-01 21:00 | 6 | 1 | 1 | 1 | 1 | 1
3647 | 2023-06-01 22:00 | 6 | 1 | 1 | 1 | 1 | 1
3648 | 2023-06-01 23:00 | 6 | 1 | 1 | 1 | 1 | 1
3649 | 2023-06-01 | 6 | 1 | 1 | 1 | 1 | 1
3650 | 2023-06-02 01:00 | 6 | 1 | 1 | 1 | 1 | 1
3651 | 2023-06-02 02:00 | 6 | 1 | 1 | 1 | 1 | 1
3652 | 2023-06-02 03:00 | 6 | 1 | 1 | 1 | 1 | 1
3653 | 2023-06-02 04:00 | 6 | 1 | 1 | 1 | 1 | 1
3654 | 2023-06-02 05:00 | 6 | 1 | 1 | 1 | 1 | 1
3655 | 2023-06-02 06:00 | 6 | 1 | 1 | 1 | 1 | 1
3656 | 2023-06-02 07:00 | 6 | 1 | 1 | 1 | 1 | 1
3657 | 2023-06-02 08:00 | 6 | 1 | 1 | 1 | 1 | 1
3658 | 2023-06-02 09:00 | 6 | 1 | 1 | 1 | 1 | 1
3659 | 2023-06-02 10:00 | 6 | 1 | 1 | 1 | 1 | 1
3660 | 2023-06-02 11:00 | 6 | 1 | 1 | 1 | 1 | 1
3661 | 2023-06-02 12:00 | 6 | 1 | 1 | 1 | 1 | 1
3662 | 2023-06-02 13:00 | 6 | 1 | 1 | 1 | 1 | 1
3663 | 2023-06-02 14:00 | 6 | 1 | 1 | 1 | 1 | 1
3664 | 2023-06-02 15:00 | 6 | 1 | 1 | 1 | 1 | 1
3665 | 2023-06-02 16:00 | 6 | 1 | 1 | 1 | 1 | 1
3666 | 2023-06-02 17:00 | 6 | 1 | 1 | 1 | 1 | 1
3667 | 2023-06-02 18:00 | 6 | 1 | 1 | 1 | 1 | 1
3668 | 2023-06-02 19:00 | 6 | 1 | 1 | 1 | 1 | 1
3669 | 2023-06-02 20:00 | 6 | 1 | 1 | 1 | 1 | 1
3670 | 2023-06-02 21:00 | 6 | 1 | 1 | 1 | 1 | 1
3671 | 2023-06-02 22:00 | 6 | 1 | 1 | 1 | 1 | 1
3672 | 2023-06-02 23:00 | 6 | 1 | 1 | 1 | 1 | 1
3673 | 2023-06-02 | 6 | 1 | 1 | 1 | 1 | 1
3674 | 2023-06-03 01:00 | 6 | 1 | 1 | 1 | 1 | 1
3675 | 2023-06-03 02:00 | 6 | 1 | 1 | 1 | 1 | 1
3676 | 2023-06-03 03:00 | 6 | 1 | 1 | 1 | 1 | 1
3677 | 2023-06-03 04:00 | 6 | 1 | 1 | 1 | 1 | 1
3678 | 2023-06-03 05:00 | 6 | 1 | 1 | 1 | 1 | 1
3679 | 2023-06-03 06:00 | 6 | 1 | 1 | 1 | 1 | 1
3680 | 2023-06-03 07:00 | 6 | 1 | 1 | 1 | 1 | 1
3681 | 2023-06-03 08:00 | 6 | 1 | 1 | 1 | 1 | 1
3682 | 2023-06-03 09:00 | 6 | 1 | 1 | 1 | 1 | 1
3683 | 2023-06-03 10:00 | 6 | 1 | 1 | 1 | 1 | 1
3684 | 2023-06-03 11:00 | 6 | 1 | 1 | 1 | 1 | 1
3685 | 2023-06-03 12:00 | 6 | 1 | 1 | 1 | 1 | 1
3686 | 2023-06-03 13:00 | 6 | 1 | 1 | 1 | 1 | 1
3687 | 2023-06-03 14:00 | 6 | 1 | 1 | 1 | 1 | 1
3688 | 2023-06-03 15:00 | 6 | 1 | 1 | 1 | 1 | 1
3689 | 2023-06-03 16:00 | 6 | 1 | 1 | 1 | 1 | 1
3690 | 2023-06-03 17:00 | 6 | 1 | 1 | 1 | 1 | 1
3691 | 2023-06-03 18:00 | 6 | 1 | 1 | 1 | 1 | 1
3692 | 2023-06-03 19:00 | 6 | 1 | 1 | 1 | 1 | 1
3693 | 2023-06-03 20:00 | 6 | 1 | 1 | 1 | 1 | 1
3694 | 2023-06-03 21:00 | 6 | 1 | 1 | 1 | 1 | 1
3695 | 2023-06-03 22:00 | 6 | 1 | 1 | 1 | 1 | 1
3696 | 2023-06-03 23:00 | 6 | 1 | 1 | 1 | 1 | 1
3697 | 2023-06-03 | 6 | 1 | 1 | 1 | 1 | 1
3698 | 2023-06-04 01:00 | 6 | 1 | 1 | 1 | 1 | 1
3699 | 2023-06-04 02:00 | 6 | 1 | 1 | 1 | 1 | 1
3700 | 2023-06-04 03:00 | 6 | 1 | 1 | 1 | 1 | 1
3701 | 2023-06-04 04:00 | 6 | 1 | 1 | 1 | 1 | 1
3702 | 2023-06-04 05:00 | 6 | 1 | 1 | 1 | 1 | 1
3703 | 2023-06-04 06:00 | 6 | 1 | 1 | 1 | 1 | 1
3704 | 2023-06-04 07:00 | 6 | 1 | 1 | 1 | 1 | 1
3705 | 2023-06-04 08:00 | 6 | 1 | 1 | 1 | 1 | 1
3706 | 2023-06-04 09:00 | 6 | 1 | 1 | 1 | 1 | 1
3707 | 2023-06-04 10:00 | 6 | 1 | 1 | 1 | 1 | 1
3708 | 2023-06-04 11:00 | 6 | 1 | 1 | 1 | 1 | 1
3709 | 2023-06-04 12:00 | 6 | 1 | 1 | 1 | 1 | 1
3710 | 2023-06-04 13:00 | 6 | 1 | 1 | 1 | 1 | 1
3711 | 2023-06-04 14:00 | 6 | 1 | 1 | 1 | 1 | 1
3712 | 2023-06-04 15:00 | 6 | 1 | 1 | 1 | 1 | 1
3713 | 2023-06-04 16:00 | 6 | 1 | 1 | 1 | 1 | 1
3714 | 2023-06-04 17:00 | 6 | 1 | 1 | 1 | 1 | 1
3715 | 2023-06-04 18:00 | 6 | 1 | 1 | 1 | 1 | 1
3716 | 2023-06-04 19:00 | 6 | 1 | 1 | 1 | 1 | 1
3717 | 2023-06-04 20:00 | 6 | 1 | 1 | 1 | 1 | 1
3718 | 2023-06-04 21:00 | 6 | 1 | 1 | 1 | 1 | 1
3719 | 2023-06-04 22:00 | 6 | 1 | 1 | 1 | 1 | 1
3720 | 2023-06-04 23:00 | 6 | 1 | 1 | 1 | 1 | 1
3721 | 2023-06-04 | 6 | 1 | 1 | 1 | 1 | 1
3722 | 2023-06-05 01:00 | 6 | 1 | 1 | 1 | 1 | 1
3723 | 2023-06-05 02:00 | 6 | 1 | 1 | 1 | 1 | 1
3724 | 2023-06-05 03:00 | 6 | 1 | 1 | 1 | 1 | 1
3725 | 2023-06-05 04:00 | 6 | 1 | 1 | 1 | 1 | 1
3726 | 2023-06-05 05:00 | 6 | 1 | 1 | 1 | 1 | 1
3727 | 2023-06-05 06:00 | 6 | 1 | 1 | 1 | 1 | 1
3728 | 2023-06-05 07:00 | 6 | 1 | 1 | 1 | 1 | 1
3729 | 2023-06-05 08:00 | 6 | 1 | 1 | 1 | 1 | 1
3730 | 2023-06-05 09:00 | 6 | 1 | 1 | 1 | 1 | 1
3731 | 2023-06-05 10:00 | 6 | 1 | 1 | 1 | 1 | 1
3732 | 2023-06-05 11:00 | 6 | 1 | 1 | 1 | 1 | 1
3733 | 2023-06-05 12:00 | 6 | 1 | 1 | 1 | 1 | 1
3734 | 2023-06-05 13:00 | 6 | 1 | 1 | 1 | 1 | 1
3735 | 2023-06-05 14:00 | 6 | 1 | 1 | 1 | 1 | 1
3736 | 2023-06-05 15:00 | 6 | 1 | 1 | 1 | 1 | 1
3737 | 2023-06-05 16:00 | 6 | 1 | 1 | 1 | 1 | 1
3738 | 2023-06-05 17:00 | 6 | 1 | 1 | 1 | 1 | 1
3739 | 2023-06-05 18:00 | 6 | 1 | 1 | 1 | 1 | 1
3740 | 2023-06-05 19:00 | 6 | 1 | 1 | 1 | 1 | 1
3741 | 2023-06-05 20:00 | 6 | 1 | 1 | 1 | 1 | 1
3742 | 2023-06-05 21:00 | 6 | 1 | 1 | 1 | 1 | 1
3743 | 2023-06-05 22:00 | 6 | 1 | 1 | 1 | 1 | 1
3744 | 2023-06-05 23:00 | 6 | 1 | 1 | 1 | 1 | 1
3745 | 2023-06-05 | 6 | 1 | 1 | 1 | 1 | 1
3746 | 2023-06-06 01:00 | 6 | 1 | 1 | 1 | 1 | 1
3747 | 2023-06-06 02:00 | 6 | 1 | 1 | 1 | 1 | 1
3748 | 2023-06-06 03:00 | 6 | 1 | 1 | 1 | 1 | 1
3749 | 2023-06-06 04:00 | 6 | 1 | 1 | 1 | 1 | 1
3750 | 2023-06-06 05:00 | 6 | 1 | 1 | 1 | 1 | 1
3751 | 2023-06-06 06:00 | 6 | 1 | 1 | 1 | 1 | 1
3752 | 2023-06-06 07:00 | 6 | 1 | 1 | 1 | 1 | 1
3753 | 2023-06-06 08:00 | 6 | 1 | 1 | 1 | 1 | 1
3754 | 2023-06-06 09:00 | 6 | 1 | 1 | 1 | 1 | 1
3755 | 2023-06-06 10:00 | 6 | 1 | 1 | 1 | 1 | 1
3756 | 2023-06-06 11:00 | 6 | 1 | 1 | 1 | 1 | 1
3757 | 2023-06-06 12:00 | 6 | 1 | 1 | 1 | 1 | 1
3758 | 2023-06-06 13:00 | 6 | 1 | 1 | 1 | 1 | 1
3759 | 2023-06-06 14:00 | 6 | 1 | 1 | 1 | 1 | 1
3760 | 2023-06-06 15:00 | 6 | 1 | 1 | 1 | 1 | 1
3761 | 2023-06-06 16:00 | 6 | 1 | 1 | 1 | 1 | 1
3762 | 2023-06-06 17:00 | 6 | 1 | 1 | 1 | 1 | 1
3763 | 2023-06-06 18:00 | 6 | 1 | 1 | 1 | 1 | 1
3764 | 2023-06-06 19:00 | 6 | 1 | 1 | 1 | 1 | 1
3765 | 2023-06-06 20:00 | 6 | 1 | 1 | 1 | 1 | 1
3766 | 2023-06-06 21:00 | 6 | 1 | 1 | 1 | 1 | 1
3767 | 2023-06-06 22:00 | 6 | 1 | 1 | 1 | 1 | 1
3768 | 2023-06-06 23:00 | 6 | 1 | 1 | 1 | 1 | 1
3769 | 2023-06-06 | 6 | 1 | 1 | 1 | 1 | 1
3770 | 2023-06-07 01:00 | 6 | 1 | 1 | 1 | 1 | 1
3771 | 2023-06-07 02:00 | 6 | 1 | 1 | 1 | 1 | 1
3772 | 2023-06-07 03:00 | 6 | 1 | 1 | 1 | 1 | 1
3773 | 2023-06-07 04:00 | 6 | 1 | 1 | 1 | 1 | 1
3774 | 2023-06-07 05:00 | 6 | 1 | 1 | 1 | 1 | 1
3775 | 2023-06-07 06:00 | 6 | 1 | 1 | 1 | 1 | 1
3776 | 2023-06-07 07:00 | 6 | 1 | 1 | 1 | 1 | 1
3777 | 2023-06-07 08:00 | 6 | 1 | 1 | 1 | 1 | 1
3778 | 2023-06-07 09:00 | 6 | 1 | 1 | 1 | 1 | 1
3779 | 2023-06-07 10:00 | 6 | 1 | 1 | 1 | 1 | 1
3780 | 2023-06-07 11:00 | 6 | 1 | 1 | 1 | 1 | 1
3781 | 2023-06-07 12:00 | 6 | 1 | 1 | 1 | 1 | 1
3782 | 2023-06-07 13:00 | 6 | 1 | 1 | 1 | 1 | 1
3783 | 2023-06-07 14:00 | 6 | 1 | 1 | 1 | 1 | 1
3784 | 2023-06-07 15:00 | 6 | 1 | 1 | 1 | 1 | 1
3785 | 2023-06-07 16:00 | 6 | 1 | 1 | 1 | 1 | 1
3786 | 2023-06-07 17:00 | 6 | 1 | 1 | 1 | 1 | 1
3787 | 2023-06-07 18:00 | 6 | 1 | 1 | 1 | 1 | 1
3788 | 2023-06-07 19:00 | 6 | 1 | 1 | 1 | 1 | 1
3789 | 2023-06-07 20:00 | 6 | 1 | 1 | 1 | 1 | 1
3790 | 2023-06-07 21:00 | 6 | 1 | 1 | 1 | 1 | 1
3791 | 2023-06-07 22:00 | 6 | 1 | 1 | 1 | 1 | 1
3792 | 2023-06-07 23:00 | 6 | 1 | 1 | 1 | 1 | 1
3793 | 2023-06-07 | 6 | 1 | 1 | 1 | 1 | 1
3794 | 2023-06-08 01:00 | 6 | 1 | 1 | 1 | 1 | 1
3795 | 2023-06-08 02:00 | 6 | 1 | 1 | 1 | 1 | 1
3796 | 2023-06-08 03:00 | 6 | 1 | 1 | 1 | 1 | 1
3797 | 2023-06-08 04:00 | 6 | 1 | 1 | 1 | 1 | 1
3798 | 2023-06-08 05:00 | 6 | 1 | 1 | 1 | 1 | 1
3799 | 2023-06-08 06:00 | 6 | 1 | 1 | 1 | 1 | 1
3800 | 2023-06-08 07:00 | 6 | 1 | 1 | 1 | 1 | 1
3801 | 2023-06-08 08:00 | 6 | 1 | 1 | 1 | 1 | 1
3802 | 2023-06-08 09:00 | 6 | 1 | 1 | 1 | 1 | 1
3803 | 2023-06-08 10:00 | 6 | 1 | 1 | 1 | 1 | 1
3804 | 2023-06-08 11:00 | 6 | 1 | 1 | 1 | 1 | 1
3805 | 2023-06-08 12:00 | 6 | 1 | 1 | 1 | 1 | 1
3806 | 2023-06-08 13:00 | 6 | 1 | 1 | 1 | 1 | 1
3807 | 2023-06-08 14:00 | 6 | 1 | 1 | 1 | 1 | 1
3808 | 2023-06-08 15:00 | 6 | 1 | 1 | 1 | 1 | 1
3809 | 2023-06-08 16:00 | 6 | 1 | 1 | 1 | 1 | 1
3810 | 2023-06-08 17:00 | 6 | 1 | 1 | 1 | 1 | 1
3811 | 2023-06-08 18:00 | 6 | 1 | 1 | 1 | 1 | 1
3812 | 2023-06-08 19:00 | 6 | 1 | 1 | 1 | 1 | 1
3813 | 2023-06-08 20:00 | 6 | 1 | 1 | 1 | 1 | 1
3814 | 2023-06-08 21:00 | 6 | 1 | 1 | 1 | 1 | 1
3815 | 2023-06-08 22:00 | 6 | 1 | 1 | 1 | 1 | 1
3816 | 2023-06-08 23:00 | 6 | 1 | 1 | 1 | 1 | 1
3817 | 2023-06-08 | 6 | 1 | 1 | 1 | 1 | 1
3818 | 2023-06-09 01:00 | 6 | 1 | 1 | 1 | 1 | 1
3819 | 2023-06-09 02:00 | 6 | 1 | 1 | 1 | 1 | 1
3820 | 2023-06-09 03:00 | 6 | 1 | 1 | 1 | 1 | 1
3821 | 2023-06-09 04:00 | 6 | 1 | 1 | 1 | 1 | 1
3822 | 2023-06-09 05:00 | 6 | 1 | 1 | 1 | 1 | 1
3823 | 2023-06-09 06:00 | 6 | 1 | 1 | 1 | 1 | 1
3824 | 2023-06-09 07:00 | 6 | 1 | 1 | 1 | 1 | 1
3825 | 2023-06-09 08:00 | 6 | 1 | 1 | 1 | 1 | 1
3826 | 2023-06-09 09:00 | 6 | 1 | 1 | 1 | 1 | 1
3827 | 2023-06-09 10:00 | 6 | 1 | 1 | 1 | 1 | 1
3828 | 2023-06-09 11:00 | 6 | 1 | 1 | 1 | 1 | 1
3829 | 2023-06-09 12:00 | 6 | 1 | 1 | 1 | 1 | 1
3830 | 2023-06-09 13:00 | 6 | 1 | 1 | 1 | 1 | 1
3831 | 2023-06-09 14:00 | 6 | 1 | 1 | 1 | 1 | 1
3832 | 2023-06-09 15:00 | 6 | 1 | 1 | 1 | 1 | 1
3833 | 2023-06-09 16:00 | 6 | 1 | 1 | 1 | 1 | 1
3834 | 2023-06-09 17:00 | 6 | 1 | 1 | 1 | 1 | 1
3835 | 2023-06-09 18:00 | 6 | 1 | 1 | 1 | 1 | 1
3836 | 2023-06-09 19:00 | 6 | 1 | 1 | 1 | 1 | 1
3837 | 2023-06-09 20:00 | 6 | 1 | 1 | 1 | 1 | 1
3838 | 2023-06-09 21:00 | 6 | 1 | 1 | 1 | 1 | 1
3839 | 2023-06-09 22:00 | 6 | 1 | 1 | 1 | 1 | 1
3840 | 2023-06-09 23:00 | 6 | 1 | 1 | 1 | 1 | 1
3841 | 2023-06-09 | 6 | 1 | 1 | 1 | 1 | 1
3842 | 2023-06-10 01:00 | 6 | 1 | 1 | 1 | 1 | 1
3843 | 2023-06-10 02:00 | 6 | 1 | 1 | 1 | 1 | 1
3844 | 2023-06-10 03:00 | 6 | 1 | 1 | 1 | 1 | 1
3845 | 2023-06-10 04:00 | 6 | 1 | 1 | 1 | 1 | 1
3846 | 2023-06-10 05:00 | 6 | 1 | 1 | 1 | 1 | 1
3847 | 2023-06-10 06:00 | 6 | 1 | 1 | 1 | 1 | 1
3848 | 2023-06-10 07:00 | 6 | 1 | 1 | 1 | 1 | 1
3849 | 2023-06-10 08:00 | 6 | 1 | 1 | 1 | 1 | 1
3850 | 2023-06-10 09:00 | 6 | 1 | 1 | 1 | 1 | 1
3851 | 2023-06-10 10:00 | 6 | 1 | 1 | 1 | 1 | 1
3852 | 2023-06-10 11:00 | 6 | 1 | 1 | 1 | 1 | 1
3853 | 2023-06-10 12:00 | 6 | 1 | 1 | 1 | 1 | 1
3854 | 2023-06-10 13:00 | 6 | 1 | 1 | 1 | 1 | 1
3855 | 2023-06-10 14:00 | 6 | 1 | 1 | 1 | 1 | 1
3856 | 2023-06-10 15:00 | 6 | 1 | 1 | 1 | 1 | 1
3857 | 2023-06-10 16:00 | 6 | 1 | 1 | 1 | 1 | 1
3858 | 2023-06-10 17:00 | 6 | 1 | 1 | 1 | 1 | 1
3859 | 2023-06-10 18:00 | 6 | 1 | 1 | 1 | 1 | 1
3860 | 2023-06-10 19:00 | 6 | 1 | 1 | 1 | 1 | 1
3861 | 2023-06-10 20:00 | 6 | 1 | 1 | 1 | 1 | 1
3862 | 2023-06-10 21:00 | 6 | 1 | 1 | 1 | 1 | 1
3863 | 2023-06-10 22:00 | 6 | 1 | 1 | 1 | 1 | 1
3864 | 2023-06-10 23:00 | 6 | 1 | 1 | 1 | 1 | 1
3865 | 2023-06-10 | 6 | 1 | 1 | 1 | 1 | 1
3866 | 2023-06-11 01:00 | 6 | 1 | 1 | 1 | 1 | 1
3867 | 2023-06-11 02:00 | 6 | 1 | 1 | 1 | 1 | 1
3868 | 2023-06-11 03:00 | 6 | 1 | 1 | 1 | 1 | 1
3869 | 2023-06-11 04:00 | 6 | 1 | 1 | 1 | 1 | 1
3870 | 2023-06-11 05:00 | 6 | 1 | 1 | 1 | 1 | 1
3871 | 2023-06-11 06:00 | 6 | 1 | 1 | 1 | 1 | 1
3872 | 2023-06-11 07:00 | 6 | 1 | 1 | 1 | 1 | 1
3873 | 2023-06-11 08:00 | 6 | 1 | 1 | 1 | 1 | 1
3874 | 2023-06-11 09:00 | 6 | 1 | 1 | 1 | 1 | 1
3875 | 2023-06-11 10:00 | 6 | 1 | 1 | 1 | 1 | 1
3876 | 2023-06-11 11:00 | 6 | 1 | 1 | 1 | 1 | 1
3877 | 2023-06-11 12:00 | 6 | 1 | 1 | 1 | 1 | 1
3878 | 2023-06-11 13:00 | 6 | 1 | 1 | 1 | 1 | 1
3879 | 2023-06-11 14:00 | 6 | 1 | 1 | 1 | 1 | 1
3880 | 2023-06-11 15:00 | 6 | 1 | 1 | 1 | 1 | 1
3881 | 2023-06-11 16:00 | 6 | 1 | 1 | 1 | 1 | 1
3882 | 2023-06-11 17:00 | 6 | 1 | 1 | 1 | 1 | 1
3883 | 2023-06-11 18:00 | 6 | 1 | 1 | 1 | 1 | 1
3884 | 2023-06-11 19:00 | 6 | 1 | 1 | 1 | 1 | 1
3885 | 2023-06-11 20:00 | 6 | 1 | 1 | 1 | 1 | 1
3886 | 2023-06-11 21:00 | 6 | 1 | 1 | 1 | 1 | 1
3887 | 2023-06-11 22:00 | 6 | 1 | 1 | 1 | 1 | 1
3888 | 2023-06-11 23:00 | 6 | 1 | 1 | 1 | 1 | 1
3889 | 2023-06-11 | 6 | 1 | 1 | 1 | 1 | 1
3890 | 2023-06-12 01:00 | 6 | 1 | 1 | 1 | 1 | 1
3891 | 2023-06-12 02:00 | 6 | 1 | 1 | 1 | 1 | 1
3892 | 2023-06-12 03:00 | 6 | 1 | 1 | 1 | 1 | 1
3893 | 2023-06-12 04:00 | 6 | 1 | 1 | 1 | 1 | 1
3894 | 2023-06-12 05:00 | 6 | 1 | 1 | 1 | 1 | 1
3895 | 2023-06-12 06:00 | 6 | 1 | 1 | 1 | 1 | 1
3896 | 2023-06-12 07:00 | 6 | 1 | 1 | 1 | 1 | 1
3897 | 2023-06-12 08:00 | 6 | 1 | 1 | 1 | 1 | 1
3898 | 2023-06-12 09:00 | 6 | 1 | 1 | 1 | 1 | 1
3899 | 2023-06-12 10:00 | 6 | 1 | 1 | 1 | 1 | 1
3900 | 2023-06-12 11:00 | 6 | 1 | 1 | 1 | 1 | 1
3901 | 2023-06-12 12:00 | 6 | 1 | 1 | 1 | 1 | 1
3902 | 2023-06-12 13:00 | 6 | 1 | 1 | 1 | 1 | 1
3903 | 2023-06-12 14:00 | 6 | 1 | 1 | 1 | 1 | 1
3904 | 2023-06-12 15:00 | 6 | 1 | 1 | 1 | 1 | 1
3905 | 2023-06-12 16:00 | 6 | 1 | 1 | 1 | 1 | 1
3906 | 2023-06-12 17:00 | 6 | 1 | 1 | 1 | 1 | 1
3907 | 2023-06-12 18:00 | 6 | 1 | 1 | 1 | 1 | 1
3908 | 2023-06-12 19:00 | 6 | 1 | 1 | 1 | 1 | 1
3909 | 2023-06-12 20:00 | 6 | 1 | 1 | 1 | 1 | 1
3910 | 2023-06-12 21:00 | 6 | 1 | 1 | 1 | 1 | 1
3911 | 2023-06-12 22:00 | 6 | 1 | 1 | 1 | 1 | 1
3912 | 2023-06-12 23:00 | 6 | 1 | 1 | 1 | 1 | 1
3913 | 2023-06-12 | 6 | 1 | 1 | 1 | 1 | 1
3914 | 2023-06-13 01:00 | 6 | 1 | 1 | 1 | 1 | 1
3915 | 2023-06-13 02:00 | 6 | 1 | 1 | 1 | 1 | 1
3916 | 2023-06-13 03:00 | 6 | 1 | 1 | 1 | 1 | 1
3917 | 2023-06-13 04:00 | 6 | 1 | 1 | 1 | 1 | 1
3918 | 2023-06-13 05:00 | 6 | 1 | 1 | 1 | 1 | 1
3919 | 2023-06-13 06:00 | 6 | 1 | 1 | 1 | 1 | 1
3920 | 2023-06-13 07:00 | 6 | 1 | 1 | 1 | 1 | 1
3921 | 2023-06-13 08:00 | 6 | 1 | 1 | 1 | 1 | 1
3922 | 2023-06-13 09:00 | 6 | 1 | 1 | 1 | 1 | 1
3923 | 2023-06-13 10:00 | 6 | 1 | 1 | 1 | 1 | 1
3924 | 2023-06-13 11:00 | 6 | 1 | 1 | 1 | 1 | 1
3925 | 2023-06-13 12:00 | 6 | 1 | 1 | 1 | 1 | 1
3926 | 2023-06-13 13:00 | 6 | 1 | 1 | 1 | 1 | 1
3927 | 2023-06-13 14:00 | 6 | 1 | 1 | 1 | 1 | 1
3928 | 2023-06-13 15:00 | 6 | 1 | 1 | 1 | 1 | 1
3929 | 2023-06-13 16:00 | 6 | 1 | 1 | 1 | 1 | 1
3930 | 2023-06-13 17:00 | 6 | 1 | 1 | 1 | 1 | 1
3931 | 2023-06-13 18:00 | 6 | 1 | 1 | 1 | 1 | 1
3932 | 2023-06-13 19:00 | 6 | 1 | 1 | 1 | 1 | 1
3933 | 2023-06-13 20:00 | 6 | 1 | 1 | 1 | 1 | 1
3934 | 2023-06-13 21:00 | 6 | 1 | 1 | 1 | 1 | 1
3935 | 2023-06-13 22:00 | 6 | 1 | 1 | 1 | 1 | 1
3936 | 2023-06-13 23:00 | 6 | 1 | 1 | 1 | 1 | 1
3937 | 2023-06-13 | 6 | 1 | 1 | 1 | 1 | 1
3938 | 2023-06-14 01:00 | 6 | 1 | 1 | 1 | 1 | 1
3939 | 2023-06-14 02:00 | 6 | 1 | 1 | 1 | 1 | 1
3940 | 2023-06-14 03:00 | 6 | 1 | 1 | 1 | 1 | 1
3941 | 2023-06-14 04:00 | 6 | 1 | 1 | 1 | 1 | 1
3942 | 2023-06-14 05:00 | 6 | 1 | 1 | 1 | 1 | 1
3943 | 2023-06-14 06:00 | 6 | 1 | 1 | 1 | 1 | 1
3944 | 2023-06-14 07:00 | 6 | 1 | 1 | 1 | 1 | 1
3945 | 2023-06-14 08:00 | 6 | 1 | 1 | 1 | 1 | 1
3946 | 2023-06-14 09:00 | 6 | 1 | 1 | 1 | 1 | 1
3947 | 2023-06-14 10:00 | 6 | 1 | 1 | 1 | 1 | 1
3948 | 2023-06-14 11:00 | 6 | 1 | 1 | 1 | 1 | 1
3949 | 2023-06-14 12:00 | 6 | 1 | 1 | 1 | 1 | 1
3950 | 2023-06-14 13:00 | 6 | 1 | 1 | 1 | 1 | 1
3951 | 2023-06-14 14:00 | 6 | 1 | 1 | 1 | 1 | 1
3952 | 2023-06-14 15:00 | 6 | 1 | 1 | 1 | 1 | 1
3953 | 2023-06-14 16:00 | 6 | 1 | 1 | 1 | 1 | 1
3954 | 2023-06-14 17:00 | 6 | 1 | 1 | 1 | 1 | 1
3955 | 2023-06-14 18:00 | 6 | 1 | 1 | 1 | 1 | 1
3956 | 2023-06-14 19:00 | 6 | 1 | 1 | 1 | 1 | 1
3957 | 2023-06-14 20:00 | 6 | 1 | 1 | 1 | 1 | 1
3958 | 2023-06-14 21:00 | 6 | 1 | 1 | 1 | 1 | 1
3959 | 2023-06-14 22:00 | 6 | 1 | 1 | 1 | 1 | 1
3960 | 2023-06-14 23:00 | 6 | 1 | 1 | 1 | 1 | 1
3961 | 2023-06-14 | 6 | 1 | 1 | 1 | 1 | 1
3962 | 2023-06-15 01:00 | 6 | 1 | 1 | 1 | 1 | 1
3963 | 2023-06-15 02:00 | 6 | 1 | 1 | 1 | 1 | 1
3964 | 2023-06-15 03:00 | 6 | 1 | 1 | 1 | 1 | 1
3965 | 2023-06-15 04:00 | 6 | 1 | 1 | 1 | 1 | 1
3966 | 2023-06-15 05:00 | 6 | 1 | 1 | 1 | 1 | 1
3967 | 2023-06-15 06:00 | 6 | 1 | 1 | 1 | 1 | 1
3968 | 2023-06-15 07:00 | 6 | 1 | 1 | 1 | 1 | 1
3969 | 2023-06-15 08:00 | 6 | 1 | 1 | 1 | 1 | 1
3970 | 2023-06-15 09:00 | 6 | 1 | 1 | 1 | 1 | 1
3971 | 2023-06-15 10:00 | 6 | 1 | 1 | 1 | 1 | 1
3972 | 2023-06-15 11:00 | 6 | 1 | 1 | 1 | 1 | 1
3973 | 2023-06-15 12:00 | 6 | 1 | 1 | 1 | 1 | 1
3974 | 2023-06-15 13:00 | 6 | 1 | 1 | 1 | 1 | 1
3975 | 2023-06-15 14:00 | 6 | 1 | 1 | 1 | 1 | 1
3976 | 2023-06-15 15:00 | 6 | 1 | 1 | 1 | 1 | 1
3977 | 2023-06-15 16:00 | 6 | 1 | 1 | 1 | 1 | 1
3978 | 2023-06-15 17:00 | 6 | 1 | 1 | 1 | 1 | 1
3979 | 2023-06-15 18:00 | 6 | 1 | 1 | 1 | 1 | 1
3980 | 2023-06-15 19:00 | 6 | 1 | 1 | 1 | 1 | 1
3981 | 2023-06-15 20:00 | 6 | 1 | 1 | 1 | 1 | 1
3982 | 2023-06-15 21:00 | 6 | 1 | 1 | 1 | 1 | 1
3983 | 2023-06-15 22:00 | 6 | 1 | 1 | 1 | 1 | 1
3984 | 2023-06-15 23:00 | 6 | 1 | 1 | 1 | 1 | 1
3985 | 2023-06-15 | 6 | 1 | 1 | 1 | 1 | 1
3986 | 2023-06-16 01:00 | 6 | 1 | 1 | 1 | 1 | 1
3987 | 2023-06-16 02:00 | 6 | 1 | 1 | 1 | 1 | 1
3988 | 2023-06-16 03:00 | 6 | 1 | 1 | 1 | 1 | 1
3989 | 2023-06-16 04:00 | 6 | 1 | 1 | 1 | 1 | 1
3990 | 2023-06-16 05:00 | 6 | 1 | 1 | 1 | 1 | 1
3991 | 2023-06-16 06:00 | 6 | 1 | 1 | 1 | 1 | 1
3992 | 2023-06-16 07:00 | 6 | 1 | 1 | 1 | 1 | 1
3993 | 2023-06-16 08:00 | 6 | 1 | 1 | 1 | 1 | 1
3994 | 2023-06-16 09:00 | 6 | 1 | 1 | 1 | 1 | 1
3995 | 2023-06-16 10:00 | 6 | 1 | 1 | 1 | 1 | 1
3996 | 2023-06-16 11:00 | 6 | 1 | 1 | 1 | 1 | 1
3997 | 2023-06-16 12:00 | 6 | 1 | 1 | 1 | 1 | 1
3998 | 2023-06-16 13:00 | 6 | 1 | 1 | 1 | 1 | 1
3999 | 2023-06-16 14:00 | 6 | 1 | 1 | 1 | 1 | 1
4000 | 2023-06-16 15:00 | 6 | 1 | 1 | 1 | 1 | 1
4001 | 2023-06-16 16:00 | 6 | 1 | 1 | 1 | 1 | 1
4002 | 2023-06-16 17:00 | 6 | 1 | 1 | 1 | 1 | 1
4003 | 2023-06-16 18:00 | 6 | 1 | 1 | 1 | 1 | 1
4004 | 2023-06-16 19:00 | 6 | 1 | 1 | 1 | 1 | 1
4005 | 2023-06-16 20:00 | 6 | 1 | 1 | 1 | 1 | 1
4006 | 2023-06-16 21:00 | 6 | 1 | 1 | 1 | 1 | 1
4007 | 2023-06-16 22:00 | 6 | 1 | 1 | 1 | 1 | 1
4008 | 2023-06-16 23:00 | 6 | 1 | 1 | 1 | 1 | 1
4009 | 2023-06-16 | 6 | 1 | 1 | 1 | 1 | 1
4010 | 2023-06-17 01:00 | 6 | 1 | 1 | 1 | 1 | 1
4011 | 2023-06-17 02:00 | 6 | 1 | 1 | 1 | 1 | 1
4012 | 2023-06-17 03:00 | 6 | 1 | 1 | 1 | 1 | 1
4013 | 2023-06-17 04:00 | 6 | 1 | 1 | 1 | 1 | 1
4014 | 2023-06-17 05:00 | 6 | 1 | 1 | 1 | 1 | 1
4015 | 2023-06-17 06:00 | 6 | 1 | 1 | 1 | 1 | 1
4016 | 2023-06-17 07:00 | 6 | 1 | 1 | 1 | 1 | 1
4017 | 2023-06-17 08:00 | 6 | 1 | 1 | 1 | 1 | 1
4018 | 2023-06-17 09:00 | 6 | 1 | 1 | 1 | 1 | 1
4019 | 2023-06-17 10:00 | 6 | 1 | 1 | 1 | 1 | 1
4020 | 2023-06-17 11:00 | 6 | 1 | 1 | 1 | 1 | 1
4021 | 2023-06-17 12:00 | 6 | 1 | 1 | 1 | 1 | 1
4022 | 2023-06-17 13:00 | 6 | 1 | 1 | 1 | 1 | 1
4023 | 2023-06-17 14:00 | 6 | 1 | 1 | 1 | 1 | 1
4024 | 2023-06-17 15:00 | 6 | 1 | 1 | 1 | 1 | 1
4025 | 2023-06-17 16:00 | 6 | 1 | 1 | 1 | 1 | 1
4026 | 2023-06-17 17:00 | 6 | 1 | 1 | 1 | 1 | 1
4027 | 2023-06-17 18:00 | 6 | 1 | 1 | 1 | 1 | 1
4028 | 2023-06-17 19:00 | 6 | 1 | 1 | 1 | 1 | 1
4029 | 2023-06-17 20:00 | 6 | 1 | 1 | 1 | 1 | 1
4030 | 2023-06-17 21:00 | 6 | 1 | 1 | 1 | 1 | 1
4031 | 2023-06-17 22:00 | 6 | 1 | 1 | 1 | 1 | 1
4032 | 2023-06-17 23:00 | 6 | 1 | 1 | 1 | 1 | 1
4033 | 2023-06-17 | 6 | 1 | 1 | 1 | 1 | 1
4034 | 2023-06-18 01:00 | 6 | 1 | 1 | 1 | 1 | 1
4035 | 2023-06-18 02:00 | 6 | 1 | 1 | 1 | 1 | 1
4036 | 2023-06-18 03:00 | 6 | 1 | 1 | 1 | 1 | 1
4037 | 2023-06-18 04:00 | 6 | 1 | 1 | 1 | 1 | 1
4038 | 2023-06-18 05:00 | 6 | 1 | 1 | 1 | 1 | 1
4039 | 2023-06-18 06:00 | 6 | 1 | 1 | 1 | 1 | 1
4040 | 2023-06-18 07:00 | 6 | 1 | 1 | 1 | 1 | 1
4041 | 2023-06-18 08:00 | 6 | 1 | 1 | 1 | 1 | 1
4042 | 2023-06-18 09:00 | 6 | 1 | 1 | 1 | 1 | 1
4043 | 2023-06-18 10:00 | 6 | 1 | 1 | 1 | 1 | 1
4044 | 2023-06-18 11:00 | 6 | 1 | 1 | 1 | 1 | 1
4045 | 2023-06-18 12:00 | 6 | 1 | 1 | 1 | 1 | 1
4046 | 2023-06-18 13:00 | 6 | 1 | 1 | 1 | 1 | 1
4047 | 2023-06-18 14:00 | 6 | 1 | 1 | 1 | 1 | 1
4048 | 2023-06-18 15:00 | 6 | 1 | 1 | 1 | 1 | 1
4049 | 2023-06-18 16:00 | 6 | 1 | 1 | 1 | 1 | 1
4050 | 2023-06-18 17:00 | 6 | 1 | 1 | 1 | 1 | 1
4051 | 2023-06-18 18:00 | 6 | 1 | 1 | 1 | 1 | 1
4052 | 2023-06-18 19:00 | 6 | 1 | 1 | 1 | 1 | 1
4053 | 2023-06-18 20:00 | 6 | 1 | 1 | 1 | 1 | 1
4054 | 2023-06-18 21:00 | 6 | 1 | 1 | 1 | 1 | 1
4055 | 2023-06-18 22:00 | 6 | 1 | 1 | 1 | 1 | 1
4056 | 2023-06-18 23:00 | 6 | 1 | 1 | 1 | 1 | 1
4057 | 2023-06-18 | 6 | 1 | 1 | 1 | 1 | 1
4058 | 2023-06-19 01:00 | 6 | 1 | 1 | 1 | 1 | 1
4059 | 2023-06-19 02:00 | 6 | 1 | 1 | 1 | 1 | 1
4060 | 2023-06-19 03:00 | 6 | 1 | 1 | 1 | 1 | 1
4061 | 2023-06-19 04:00 | 6 | 1 | 1 | 1 | 1 | 1
4062 | 2023-06-19 05:00 | 6 | 1 | 1 | 1 | 1 | 1
4063 | 2023-06-19 06:00 | 6 | 1 | 1 | 1 | 1 | 1
4064 | 2023-06-19 07:00 | 6 | 1 | 1 | 1 | 1 | 1
4065 | 2023-06-19 08:00 | 6 | 1 | 1 | 1 | 1 | 1
4066 | 2023-06-19 09:00 | 6 | 1 | 1 | 1 | 1 | 1
4067 | 2023-06-19 10:00 | 6 | 1 | 1 | 1 | 1 | 1
4068 | 2023-06-19 11:00 | 6 | 1 | 1 | 1 | 1 | 1
4069 | 2023-06-19 12:00 | 6 | 1 | 1 | 1 | 1 | 1
4070 | 2023-06-19 13:00 | 6 | 1 | 1 | 1 | 1 | 1
4071 | 2023-06-19 14:00 | 6 | 1 | 1 | 1 | 1 | 1
4072 | 2023-06-19 15:00 | 6 | 1 | 1 | 1 | 1 | 1
4073 | 2023-06-19 16:00 | 6 | 1 | 1 | 1 | 1 | 1
4074 | 2023-06-19 17:00 | 6 | 1 | 1 | 1 | 1 | 1
4075 | 2023-06-19 18:00 | 6 | 1 | 1 | 1 | 1 | 1
4076 | 2023-06-19 19:00 | 6 | 1 | 1 | 1 | 1 | 1
4077 | 2023-06-19 20:00 | 6 | 1 | 1 | 1 | 1 | 1
4078 | 2023-06-19 21:00 | 6 | 1 | 1 | 1 | 1 | 1
4079 | 2023-06-19 22:00 | 6 | 1 | 1 | 1 | 1 | 1
4080 | 2023-06-19 23:00 | 6 | 1 | 1 | 1 | 1 | 1
4081 | 2023-06-19 | 6 | 1 | 1 | 1 | 1 | 1
4082 | 2023-06-20 01:00 | 6 | 1 | 1 | 1 | 1 | 1
4083 | 2023-06-20 02:00 | 6 | 1 | 1 | 1 | 1 | 1
4084 | 2023-06-20 03:00 | 6 | 1 | 1 | 1 | 1 | 1
4085 | 2023-06-20 04:00 | 6 | 1 | 1 | 1 | 1 | 1
4086 | 2023-06-20 05:00 | 6 | 1 | 1 | 1 | 1 | 1
4087 | 2023-06-20 06:00 | 6 | 1 | 1 | 1 | 1 | 1
4088 | 2023-06-20 07:00 | 6 | 1 | 1 | 1 | 1 | 1
4089 | 2023-06-20 08:00 | 6 | 1 | 1 | 1 | 1 | 1
4090 | 2023-06-20 09:00 | 6 | 1 | 1 | 1 | 1 | 1
4091 | 2023-06-20 10:00 | 6 | 1 | 1 | 1 | 1 | 1
4092 | 2023-06-20 11:00 | 6 | 1 | 1 | 1 | 1 | 1
4093 | 2023-06-20 12:00 | 6 | 1 | 1 | 1 | 1 | 1
4094 | 2023-06-20 13:00 | 6 | 1 | 1 | 1 | 1 | 1
4095 | 2023-06-20 14:00 | 6 | 1 | 1 | 1 | 1 | 1
4096 | 2023-06-20 15:00 | 6 | 1 | 1 | 1 | 1 | 1
4097 | 2023-06-20 16:00 | 6 | 1 | 1 | 1 | 1 | 1
4098 | 2023-06-20 17:00 | 6 | 1 | 1 | 1 | 1 | 1
4099 | 2023-06-20 18:00 | 6 | 1 | 1 | 1 | 1 | 1
4100 | 2023-06-20 19:00 | 6 | 1 | 1 | 1 | 1 | 1
4101 | 2023-06-20 20:00 | 6 | 1 | 1 | 1 | 1 | 1
4102 | 2023-06-20 21:00 | 6 | 1 | 1 | 1 | 1 | 1
4103 | 2023-06-20 22:00 | 6 | 1 | 1 | 1 | 1 | 1
4104 | 2023-06-20 23:00 | 6 | 1 | 1 | 1 | 1 | 1
4105 | 2023-06-20 | 6 | 1 | 1 | 1 | 1 | 1
4106 | 2023-06-21 01:00 | 6 | 1 | 1 | 1 | 1 | 1
4107 | 2023-06-21 02:00 | 6 | 1 | 1 | 1 | 1 | 1
4108 | 2023-06-21 03:00 | 6 | 1 | 1 | 1 | 1 | 1
4109 | 2023-06-21 04:00 | 6 | 1 | 1 | 1 | 1 | 1
4110 | 2023-06-21 05:00 | 6 | 1 | 1 | 1 | 1 | 1
4111 | 2023-06-21 06:00 | 6 | 1 | 1 | 1 | 1 | 1
4112 | 2023-06-21 07:00 | 6 | 1 | 1 | 1 | 1 | 1
4113 | 2023-06-21 08:00 | 6 | 1 | 1 | 1 | 1 | 1
4114 | 2023-06-21 09:00 | 6 | 1 | 1 | 1 | 1 | 1
4115 | 2023-06-21 10:00 | 6 | 1 | 1 | 1 | 1 | 1
4116 | 2023-06-21 11:00 | 6 | 1 | 1 | 1 | 1 | 1
4117 | 2023-06-21 12:00 | 6 | 1 | 1 | 1 | 1 | 1
4118 | 2023-06-21 13:00 | 6 | 1 | 1 | 1 | 1 | 1
4119 | 2023-06-21 14:00 | 6 | 1 | 1 | 1 | 1 | 1
4120 | 2023-06-21 15:00 | 6 | 1 | 1 | 1 | 1 | 1
4121 | 2023-06-21 16:00 | 6 | 1 | 1 | 1 | 1 | 1
4122 | 2023-06-21 17:00 | 6 | 1 | 1 | 1 | 1 | 1
4123 | 2023-06-21 18:00 | 6 | 1 | 1 | 1 | 1 | 1
4124 | 2023-06-21 19:00 | 6 | 1 | 1 | 1 | 1 | 1
4125 | 2023-06-21 20:00 | 6 | 1 | 1 | 1 | 1 | 1
4126 | 2023-06-21 21:00 | 6 | 1 | 1 | 1 | 1 | 1
4127 | 2023-06-21 22:00 | 6 | 1 | 1 | 1 | 1 | 1
4128 | 2023-06-21 23:00 | 6 | 1 | 1 | 1 | 1 | 1
4129 | 2023-06-21 | 6 | 1 | 1 | 1 | 1 | 1
4130 | 2023-06-22 01:00 | 6 | 1 | 1 | 1 | 1 | 1
4131 | 2023-06-22 02:00 | 6 | 1 | 1 | 1 | 1 | 1
4132 | 2023-06-22 03:00 | 6 | 1 | 1 | 1 | 1 | 1
4133 | 2023-06-22 04:00 | 6 | 1 | 1 | 1 | 1 | 1
4134 | 2023-06-22 05:00 | 6 | 1 | 1 | 1 | 1 | 1
4135 | 2023-06-22 06:00 | 6 | 1 | 1 | 1 | 1 | 1
4136 | 2023-06-22 07:00 | 6 | 1 | 1 | 1 | 1 | 1
4137 | 2023-06-22 08:00 | 6 | 1 | 1 | 1 | 1 | 1
4138 | 2023-06-22 09:00 | 6 | 1 | 1 | 1 | 1 | 1
4139 | 2023-06-22 10:00 | 6 | 1 | 1 | 1 | 1 | 1
4140 | 2023-06-22 11:00 | 6 | 1 | 1 | 1 | 1 | 1
4141 | 2023-06-22 12:00 | 6 | 1 | 1 | 1 | 1 | 1
4142 | 2023-06-22 13:00 | 6 | 1 | 1 | 1 | 1 | 1
4143 | 2023-06-22 14:00 | 6 | 1 | 1 | 1 | 1 | 1
4144 | 2023-06-22 15:00 | 6 | 1 | 1 | 1 | 1 | 1
4145 | 2023-06-22 16:00 | 6 | 1 | 1 | 1 | 1 | 1
4146 | 2023-06-22 17:00 | 6 | 1 | 1 | 1 | 1 | 1
4147 | 2023-06-22 18:00 | 6 | 1 | 1 | 1 | 1 | 1
4148 | 2023-06-22 19:00 | 6 | 1 | 1 | 1 | 1 | 1
4149 | 2023-06-22 20:00 | 6 | 1 | 1 | 1 | 1 | 1
4150 | 2023-06-22 21:00 | 6 | 1 | 1 | 1 | 1 | 1
4151 | 2023-06-22 22:00 | 6 | 1 | 1 | 1 | 1 | 1
4152 | 2023-06-22 23:00 | 6 | 1 | 1 | 1 | 1 | 1
4153 | 2023-06-22 | 6 | 1 | 1 | 1 | 1 | 1
4154 | 2023-06-23 01:00 | 6 | 1 | 1 | 1 | 1 | 1
4155 | 2023-06-23 02:00 | 6 | 1 | 1 | 1 | 1 | 1
4156 | 2023-06-23 03:00 | 6 | 1 | 1 | 1 | 1 | 1
4157 | 2023-06-23 04:00 | 6 | 1 | 1 | 1 | 1 | 1
4158 | 2023-06-23 05:00 | 6 | 1 | 1 | 1 | 1 | 1
4159 | 2023-06-23 06:00 | 6 | 1 | 1 | 1 | 1 | 1
4160 | 2023-06-23 07:00 | 6 | 1 | 1 | 1 | 1 | 1
4161 | 2023-06-23 08:00 | 6 | 1 | 1 | 1 | 1 | 1
4162 | 2023-06-23 09:00 | 6 | 1 | 1 | 1 | 1 | 1
4163 | 2023-06-23 10:00 | 6 | 1 | 1 | 1 | 1 | 1
4164 | 2023-06-23 11:00 | 6 | 1 | 1 | 1 | 1 | 1
4165 | 2023-06-23 12:00 | 6 | 1 | 1 | 1 | 1 | 1
4166 | 2023-06-23 13:00 | 6 | 1 | 1 | 1 | 1 | 1
4167 | 2023-06-23 14:00 | 6 | 1 | 1 | 1 | 1 | 1
4168 | 2023-06-23 15:00 | 6 | 1 | 1 | 1 | 1 | 1
4169 | 2023-06-23 16:00 | 6 | 1 | 1 | 1 | 1 | 1
4170 | 2023-06-23 17:00 | 6 | 1 | 1 | 1 | 1 | 1
4171 | 2023-06-23 18:00 | 6 | 1 | 1 | 1 | 1 | 1
4172 | 2023-06-23 19:00 | 6 | 1 | 1 | 1 | 1 | 1
4173 | 2023-06-23 20:00 | 6 | 1 | 1 | 1 | 1 | 1
4174 | 2023-06-23 21:00 | 6 | 1 | 1 | 1 | 1 | 1
4175 | 2023-06-23 22:00 | 6 | 1 | 1 | 1 | 1 | 1
4176 | 2023-06-23 23:00 | 6 | 1 | 1 | 1 | 1 | 1
4177 | 2023-06-23 | 6 | 1 | 1 | 1 | 1 | 1
4178 | 2023-06-24 01:00 | 6 | 1 | 1 | 1 | 1 | 1
4179 | 2023-06-24 02:00 | 6 | 1 | 1 | 1 | 1 | 1
4180 | 2023-06-24 03:00 | 6 | 1 | 1 | 1 | 1 | 1
4181 | 2023-06-24 04:00 | 6 | 1 | 1 | 1 | 1 | 1
4182 | 2023-06-24 05:00 | 6 | 1 | 1 | 1 | 1 | 1
4183 | 2023-06-24 06:00 | 6 | 1 | 1 | 1 | 1 | 1
4184 | 2023-06-24 07:00 | 6 | 1 | 1 | 1 | 1 | 1
4185 | 2023-06-24 08:00 | 6 | 1 | 1 | 1 | 1 | 1
4186 | 2023-06-24 09:00 | 6 | 1 | 1 | 1 | 1 | 1
4187 | 2023-06-24 10:00 | 6 | 1 | 1 | 1 | 1 | 1
4188 | 2023-06-24 11:00 | 6 | 1 | 1 | 1 | 1 | 1
4189 | 2023-06-24 12:00 | 6 | 1 | 1 | 1 | 1 | 1
4190 | 2023-06-24 13:00 | 6 | 1 | 1 | 1 | 1 | 1
4191 | 2023-06-24 14:00 | 6 | 1 | 1 | 1 | 1 | 1
4192 | 2023-06-24 15:00 | 6 | 1 | 1 | 1 | 1 | 1
4193 | 2023-06-24 16:00 | 6 | 1 | 1 | 1 | 1 | 1
4194 | 2023-06-24 17:00 | 6 | 1 | 1 | 1 | 1 | 1
4195 | 2023-06-24 18:00 | 6 | 1 | 1 | 1 | 1 | 1
4196 | 2023-06-24 19:00 | 6 | 1 | 1 | 1 | 1 | 1
4197 | 2023-06-24 20:00 | 6 | 1 | 1 | 1 | 1 | 1
4198 | 2023-06-24 21:00 | 6 | 1 | 1 | 1 | 1 | 1
4199 | 2023-06-24 22:00 | 6 | 1 | 1 | 1 | 1 | 1
4200 | 2023-06-24 23:00 | 6 | 1 | 1 | 1 | 1 | 1
4201 | 2023-06-24 | 6 | 1 | 1 | 1 | 1 | 1
4202 | 2023-06-25 01:00 | 6 | 1 | 1 | 1 | 1 | 1
4203 | 2023-06-25 02:00 | 6 | 1 | 1 | 1 | 1 | 1
4204 | 2023-06-25 03:00 | 6 | 1 | 1 | 1 | 1 | 1
4205 | 2023-06-25 04:00 | 6 | 1 | 1 | 1 | 1 | 1
4206 | 2023-06-25 05:00 | 6 | 1 | 1 | 1 | 1 | 1
4207 | 2023-06-25 06:00 | 6 | 1 | 1 | 1 | 1 | 1
4208 | 2023-06-25 07:00 | 6 | 1 | 1 | 1 | 1 | 1
4209 | 2023-06-25 08:00 | 6 | 1 | 1 | 1 | 1 | 1
4210 | 2023-06-25 09:00 | 6 | 1 | 1 | 1 | 1 | 1
4211 | 2023-06-25 10:00 | 6 | 1 | 1 | 1 | 1 | 1
4212 | 2023-06-25 11:00 | 6 | 1 | 1 | 1 | 1 | 1
4213 | 2023-06-25 12:00 | 6 | 1 | 1 | 1 | 1 | 1
4214 | 2023-06-25 13:00 | 6 | 1 | 1 | 1 | 1 | 1
4215 | 2023-06-25 14:00 | 6 | 1 | 1 | 1 | 1 | 1
4216 | 2023-06-25 15:00 | 6 | 1 | 1 | 1 | 1 | 1
4217 | 2023-06-25 16:00 | 6 | 1 | 1 | 1 | 1 | 1
4218 | 2023-06-25 17:00 | 6 | 1 | 1 | 1 | 1 | 1
4219 | 2023-06-25 18:00 | 6 | 1 | 1 | 1 | 1 | 1
4220 | 2023-06-25 19:00 | 6 | 1 | 1 | 1 | 1 | 1
4221 | 2023-06-25 20:00 | 6 | 1 | 1 | 1 | 1 | 1
4222 | 2023-06-25 21:00 | 6 | 1 | 1 | 1 | 1 | 1
4223 | 2023-06-25 22:00 | 6 | 1 | 1 | 1 | 1 | 1
4224 | 2023-06-25 23:00 | 6 | 1 | 1 | 1 | 1 | 1
4225 | 2023-06-25 | 6 | 1 | 1 | 1 | 1 | 1
4226 | 2023-06-26 01:00 | 6 | 1 | 1 | 1 | 1 | 1
4227 | 2023-06-26 02:00 | 6 | 1 | 1 | 1 | 1 | 1
4228 | 2023-06-26 03:00 | 6 | 1 | 1 | 1 | 1 | 1
4229 | 2023-06-26 04:00 | 6 | 1 | 1 | 1 | 1 | 1
4230 | 2023-06-26 05:00 | 6 | 1 | 1 | 1 | 1 | 1
4231 | 2023-06-26 06:00 | 6 | 1 | 1 | 1 | 1 | 1
4232 | 2023-06-26 07:00 | 6 | 1 | 1 | 1 | 1 | 1
4233 | 2023-06-26 08:00 | 6 | 1 | 1 | 1 | 1 | 1
4234 | 2023-06-26 09:00 | 6 | 1 | 1 | 1 | 1 | 1
4235 | 2023-06-26 10:00 | 6 | 1 | 1 | 1 | 1 | 1
4236 | 2023-06-26 11:00 | 6 | 1 | 1 | 1 | 1 | 1
4237 | 2023-06-26 12:00 | 6 | 1 | 1 | 1 | 1 | 1
4238 | 2023-06-26 13:00 | 6 | 1 | 1 | 1 | 1 | 1
4239 | 2023-06-26 14:00 | 6 | 1 | 1 | 1 | 1 | 1
4240 | 2023-06-26 15:00 | 6 | 1 | 1 | 1 | 1 | 1
4241 | 2023-06-26 16:00 | 6 | 1 | 1 | 1 | 1 | 1
4242 | 2023-06-26 17:00 | 6 | 1 | 1 | 1 | 1 | 1
4243 | 2023-06-26 18:00 | 6 | 1 | 1 | 1 | 1 | 1
4244 | 2023-06-26 19:00 | 6 | 1 | 1 | 1 | 1 | 1
4245 | 2023-06-26 20:00 | 6 | 1 | 1 | 1 | 1 | 1
4246 | 2023-06-26 21:00 | 6 | 1 | 1 | 1 | 1 | 1
4247 | 2023-06-26 22:00 | 6 | 1 | 1 | 1 | 1 | 1
4248 | 2023-06-26 23:00 | 6 | 1 | 1 | 1 | 1 | 1
4249 | 2023-06-26 | 6 | 1 | 1 | 1 | 1 | 1
4250 | 2023-06-27 01:00 | 6 | 1 | 1 | 1 | 1 | 1
4251 | 2023-06-27 02:00 | 6 | 1 | 1 | 1 | 1 | 1
4252 | 2023-06-27 03:00 | 6 | 1 | 1 | 1 | 1 | 1
4253 | 2023-06-27 04:00 | 6 | 1 | 1 | 1 | 1 | 1
4254 | 2023-06-27 05:00 | 6 | 1 | 1 | 1 | 1 | 1
4255 | 2023-06-27 06:00 | 6 | 1 | 1 | 1 | 1 | 1
4256 | 2023-06-27 07:00 | 6 | 1 | 1 | 1 | 1 | 1
4257 | 2023-06-27 08:00 | 6 | 1 | 1 | 1 | 1 | 1
4258 | 2023-06-27 09:00 | 6 | 1 | 1 | 1 | 1 | 1
4259 | 2023-06-27 10:00 | 6 | 1 | 1 | 1 | 1 | 1
4260 | 2023-06-27 11:00 | 6 | 1 | 1 | 1 | 1 | 1
4261 | 2023-06-27 12:00 | 6 | 1 | 1 | 1 | 1 | 1
4262 | 2023-06-27 13:00 | 6 | 1 | 1 | 1 | 1 | 1
4263 | 2023-06-27 14:00 | 6 | 1 | 1 | 1 | 1 | 1
4264 | 2023-06-27 15:00 | 6 | 1 | 1 | 1 | 1 | 1
4265 | 2023-06-27 16:00 | 6 | 1 | 1 | 1 | 1 | 1
4266 | 2023-06-27 17:00 | 6 | 1 | 1 | 1 | 1 | 1
4267 | 2023-06-27 18:00 | 6 | 1 | 1 | 1 | 1 | 1
4268 | 2023-06-27 19:00 | 6 | 1 | 1 | 1 | 1 | 1
4269 | 2023-06-27 20:00 | 6 | 1 | 1 | 1 | 1 | 1
4270 | 2023-06-27 21:00 | 6 | 1 | 1 | 1 | 1 | 1
4271 | 2023-06-27 22:00 | 6 | 1 | 1 | 1 | 1 | 1
4272 | 2023-06-27 23:00 | 6 | 1 | 1 | 1 | 1 | 1
4273 | 2023-06-27 | 6 | 1 | 1 | 1 | 1 | 1
4274 | 2023-06-28 01:00 | 6 | 1 | 1 | 1 | 1 | 1
4275 | 2023-06-28 02:00 | 6 | 1 | 1 | 1 | 1 | 1
4276 | 2023-06-28 03:00 | 6 | 1 | 1 | 1 | 1 | 1
4277 | 2023-06-28 04:00 | 6 | 1 | 1 | 1 | 1 | 1
4278 | 2023-06-28 05:00 | 6 | 1 | 1 | 1 | 1 | 1
4279 | 2023-06-28 06:00 | 6 | 1 | 1 | 1 | 1 | 1
4280 | 2023-06-28 07:00 | 6 | 1 | 1 | 1 | 1 | 1
4281 | 2023-06-28 08:00 | 6 | 1 | 1 | 1 | 1 | 1
4282 | 2023-06-28 09:00 | 6 | 1 | 1 | 1 | 1 | 1
4283 | 2023-06-28 10:00 | 6 | 1 | 1 | 1 | 1 | 1
4284 | 2023-06-28 11:00 | 6 | 1 | 1 | 1 | 1 | 1
4285 | 2023-06-28 12:00 | 6 | 1 | 1 | 1 | 1 | 1
4286 | 2023-06-28 13:00 | 6 | 1 | 1 | 1 | 1 | 1
4287 | 2023-06-28 14:00 | 6 | 1 | 1 | 1 | 1 | 1
4288 | 2023-06-28 15:00 | 6 | 1 | 1 | 1 | 1 | 1
4289 | 2023-06-28 16:00 | 6 | 1 | 1 | 1 | 1 | 1
4290 | 2023-06-28 17:00 | 6 | 1 | 1 | 1 | 1 | 1
4291 | 2023-06-28 18:00 | 6 | 1 | 1 | 1 | 1 | 1
4292 | 2023-06-28 19:00 | 6 | 1 | 1 | 1 | 1 | 1
4293 | 2023-06-28 20:00 | 6 | 1 | 1 | 1 | 1 | 1
4294 | 2023-06-28 21:00 | 6 | 1 | 1 | 1 | 1 | 1
4295 | 2023-06-28 22:00 | 6 | 1 | 1 | 1 | 1 | 1
4296 | 2023-06-28 23:00 | 6 | 1 | 1 | 1 | 1 | 1
4297 | 2023-06-28 | 6 | 1 | 1 | 1 | 1 | 1
4298 | 2023-06-29 01:00 | 6 | 1 | 1 | 1 | 1 | 1
4299 | 2023-06-29 02:00 | 6 | 1 | 1 | 1 | 1 | 1
4300 | 2023-06-29 03:00 | 6 | 1 | 1 | 1 | 1 | 1
4301 | 2023-06-29 04:00 | 6 | 1 | 1 | 1 | 1 | 1
4302 | 2023-06-29 05:00 | 6 | 1 | 1 | 1 | 1 | 1
4303 | 2023-06-29 06:00 | 6 | 1 | 1 | 1 | 1 | 1
4304 | 2023-06-29 07:00 | 6 | 1 | 1 | 1 | 1 | 1
4305 | 2023-06-29 08:00 | 6 | 1 | 1 | 1 | 1 | 1
4306 | 2023-06-29 09:00 | 6 | 1 | 1 | 1 | 1 | 1
4307 | 2023-06-29 10:00 | 6 | 1 | 1 | 1 | 1 | 1
4308 | 2023-06-29 11:00 | 6 | 1 | 1 | 1 | 1 | 1
4309 | 2023-06-29 12:00 | 6 | 1 | 1 | 1 | 1 | 1
4310 | 2023-06-29 13:00 | 6 | 1 | 1 | 1 | 1 | 1
4311 | 2023-06-29 14:00 | 6 | 1 | 1 | 1 | 1 | 1
4312 | 2023-06-29 15:00 | 6 | 1 | 1 | 1 | 1 | 1
4313 | 2023-06-29 16:00 | 6 | 1 | 1 | 1 | 1 | 1
4314 | 2023-06-29 17:00 | 6 | 1 | 1 | 1 | 1 | 1
4315 | 2023-06-29 18:00 | 6 | 1 | 1 | 1 | 1 | 1
4316 | 2023-06-29 19:00 | 6 | 1 | 1 | 1 | 1 | 1
4317 | 2023-06-29 20:00 | 6 | 1 | 1 | 1 | 1 | 1
4318 | 2023-06-29 21:00 | 6 | 1 | 1 | 1 | 1 | 1
4319 | 2023-06-29 22:00 | 6 | 1 | 1 | 1 | 1 | 1
4320 | 2023-06-29 23:00 | 6 | 1 | 1 | 1 | 1 | 1
4321 | 2023-06-29 | 6 | 1 | 1 | 1 | 1 | 1
4322 | 2023-06-30 01:00 | 6 | 1 | 1 | 1 | 1 | 1
4323 | 2023-06-30 02:00 | 6 | 1 | 1 | 1 | 1 | 1
4324 | 2023-06-30 03:00 | 6 | 1 | 1 | 1 | 1 | 1
4325 | 2023-06-30 04:00 | 6 | 1 | 1 | 1 | 1 | 1
4326 | 2023-06-30 05:00 | 6 | 1 | 1 | 1 | 1 | 1
4327 | 2023-06-30 06:00 | 6 | 1 | 1 | 1 | 1 | 1
4328 | 2023-06-30 07:00 | 6 | 1 | 1 | 1 | 1 | 1
4329 | 2023-06-30 08:00 | 6 | 1 | 1 | 1 | 1 | 1
4330 | 2023-06-30 09:00 | 6 | 1 | 1 | 1 | 1 | 1
4331 | 2023-06-30 10:00 | 6 | 1 | 1 | 1 | 1 | 1
4332 | 2023-06-30 11:00 | 6 | 1 | 1 | 1 | 1 | 1
4333 | 2023-06-30 12:00 | 6 | 1 | 1 | 1 | 1 | 1
4334 | 2023-06-30 13:00 | 6 | 1 | 1 | 1 | 1 | 1
4335 | 2023-06-30 14:00 | 6 | 1 | 1 | 1 | 1 | 1
4336 | 2023-06-30 15:00 | 6 | 1 | 1 | 1 | 1 | 1
4337 | 2023-06-30 16:00 | 6 | 1 | 1 | 1 | 1 | 1
4338 | 2023-06-30 17:00 | 6 | 1 | 1 | 1 | 1 | 1
4339 | 2023-06-30 18:00 | 6 | 1 | 1 | 1 | 1 | 1
4340 | 2023-06-30 19:00 | 6 | 1 | 1 | 1 | 1 | 1
4341 | 2023-06-30 20:00 | 6 | 1 | 1 | 1 | 1 | 1
4342 | 2023-06-30 21:00 | 6 | 1 | 1 | 1 | 1 | 1
4343 | 2023-06-30 22:00 | 6 | 1 | 1 | 1 | 1 | 1
4344 | 2023-06-30 23:00 | 6 | 1 | 1 | 1 | 1 | 1
4345 | 2023-06-30 | 6 | 1 | 1 | 1 | 1 | 1
4346 | 2023-07-01 01:00 | 7 | 1 | 1 | 1 | 1 | 1
4347 | 2023-07-01 02:00 | 7 | 1 | 1 | 1 | 1 | 1
4348 | 2023-07-01 03:00 | 7 | 1 | 1 | 1 | 1 | 1
4349 | 2023-07-01 04:00 | 7 | 1 | 1 | 1 | 1 | 1
4350 | 2023-07-01 05:00 | 7 | 1 | 1 | 1 | 1 | 1
4351 | 2023-07-01 06:00 | 7 | 1 | 1 | 1 | 1 | 1
4352 | 2023-07-01 07:00 | 7 | 1 | 1 | 1 | 1 | 1
4353 | 2023-07-01 08:00 | 7 | 1 | 1 | 1 | 1 | 1
4354 | 2023-07-01 09:00 | 7 | 1 | 1 | 1 | 1 | 1
4355 | 2023-07-01 10:00 | 7 | 1 | 1 | 1 | 1 | 1
4356 | 2023-07-01 11:00 | 7 | 1 | 1 | 1 | 1 | 1
4357 | 2023-07-01 12:00 | 7 | 1 | 1 | 1 | 1 | 1
4358 | 2023-07-01 13:00 | 7 | 1 | 1 | 1 | 1 | 1
4359 | 2023-07-01 14:00 | 7 | 1 | 1 | 1 | 1 | 1
4360 | 2023-07-01 15:00 | 7 | 1 | 1 | 1 | 1 | 1
4361 | 2023-07-01 16:00 | 7 | 1 | 1 | 1 | 1 | 1
4362 | 2023-07-01 17:00 | 7 | 1 | 1 | 1 | 1 | 1
4363 | 2023-07-01 18:00 | 7 | 1 | 1 | 1 | 1 | 1
4364 | 2023-07-01 19:00 | 7 | 1 | 1 | 1 | 1 | 1
4365 | 2023-07-01 20:00 | 7 | 1 | 1 | 1 | 1 | 1
4366 | 2023-07-01 21:00 | 7 | 1 | 1 | 1 | 1 | 1
4367 | 2023-07-01 22:00 | 7 | 1 | 1 | 1 | 1 | 1
4368 | 2023-07-01 23:00 | 7 | 1 | 1 | 1 | 1 | 1
4369 | 2023-07-01 | 7 | 1 | 1 | 1 | 1 | 1
4370 | 2023-07-02 01:00 | 7 | 1 | 1 | 1 | 1 | 1
4371 | 2023-07-02 02:00 | 7 | 1 | 1 | 1 | 1 | 1
4372 | 2023-07-02 03:00 | 7 | 1 | 1 | 1 | 1 | 1
4373 | 2023-07-02 04:00 | 7 | 1 | 1 | 1 | 1 | 1
4374 | 2023-07-02 05:00 | 7 | 1 | 1 | 1 | 1 | 1
4375 | 2023-07-02 06:00 | 7 | 1 | 1 | 1 | 1 | 1
4376 | 2023-07-02 07:00 | 7 | 1 | 1 | 1 | 1 | 1
4377 | 2023-07-02 08:00 | 7 | 1 | 1 | 1 | 1 | 1
4378 | 2023-07-02 09:00 | 7 | 1 | 1 | 1 | 1 | 1
4379 | 2023-07-02 10:00 | 7 | 1 | 1 | 1 | 1 | 1
4380 | 2023-07-02 11:00 | 7 | 1 | 1 | 1 | 1 | 1
4381 | 2023-07-02 12:00 | 7 | 1 | 1 | 1 | 1 | 1
4382 | 2023-07-02 13:00 | 7 | 1 | 1 | 1 | 1 | 1
4383 | 2023-07-02 14:00 | 7 | 1 | 1 | 1 | 1 | 1
4384 | 2023-07-02 15:00 | 7 | 1 | 1 | 1 | 1 | 1
4385 | 2023-07-02 16:00 | 7 | 1 | 1 | 1 | 1 | 1
4386 | 2023-07-02 17:00 | 7 | 1 | 1 | 1 | 1 | 1
4387 | 2023-07-02 18:00 | 7 | 1 | 1 | 1 | 1 | 1
4388 | 2023-07-02 19:00 | 7 | 1 | 1 | 1 | 1 | 1
4389 | 2023-07-02 20:00 | 7 | 1 | 1 | 1 | 1 | 1
4390 | 2023-07-02 21:00 | 7 | 1 | 1 | 1 | 1 | 1
4391 | 2023-07-02 22:00 | 7 | 1 | 1 | 1 | 1 | 1
4392 | 2023-07-02 23:00 | 7 | 1 | 1 | 1 | 1 | 1
4393 | 2023-07-02 | 7 | 1 | 1 | 1 | 1 | 1
4394 | 2023-07-03 01:00 | 7 | 1 | 1 | 1 | 1 | 1
4395 | 2023-07-03 02:00 | 7 | 1 | 1 | 1 | 1 | 1
4396 | 2023-07-03 03:00 | 7 | 1 | 1 | 1 | 1 | 1
4397 | 2023-07-03 04:00 | 7 | 1 | 1 | 1 | 1 | 1
4398 | 2023-07-03 05:00 | 7 | 1 | 1 | 1 | 1 | 1
4399 | 2023-07-03 06:00 | 7 | 1 | 1 | 1 | 1 | 1
4400 | 2023-07-03 07:00 | 7 | 1 | 1 | 1 | 1 | 1
4401 | 2023-07-03 08:00 | 7 | 1 | 1 | 1 | 1 | 1
4402 | 2023-07-03 09:00 | 7 | 1 | 1 | 1 | 1 | 1
4403 | 2023-07-03 10:00 | 7 | 1 | 1 | 1 | 1 | 1
4404 | 2023-07-03 11:00 | 7 | 1 | 1 | 1 | 1 | 1
4405 | 2023-07-03 12:00 | 7 | 1 | 1 | 1 | 1 | 1
4406 | 2023-07-03 13:00 | 7 | 1 | 1 | 1 | 1 | 1
4407 | 2023-07-03 14:00 | 7 | 1 | 1 | 1 | 1 | 1
4408 | 2023-07-03 15:00 | 7 | 1 | 1 | 1 | 1 | 1
4409 | 2023-07-03 16:00 | 7 | 1 | 1 | 1 | 1 | 1
4410 | 2023-07-03 17:00 | 7 | 1 | 1 | 1 | 1 | 1
4411 | 2023-07-03 18:00 | 7 | 1 | 1 | 1 | 1 | 1
4412 | 2023-07-03 19:00 | 7 | 1 | 1 | 1 | 1 | 1
4413 | 2023-07-03 20:00 | 7 | 1 | 1 | 1 | 1 | 1
4414 | 2023-07-03 21:00 | 7 | 1 | 1 | 1 | 1 | 1
4415 | 2023-07-03 22:00 | 7 | 1 | 1 | 1 | 1 | 1
4416 | 2023-07-03 23:00 | 7 | 1 | 1 | 1 | 1 | 1
4417 | 2023-07-03 | 7 | 1 | 1 | 1 | 1 | 1
4418 | 2023-07-04 01:00 | 7 | 1 | 1 | 1 | 1 | 1
4419 | 2023-07-04 02:00 | 7 | 1 | 1 | 1 | 1 | 1
4420 | 2023-07-04 03:00 | 7 | 1 | 1 | 1 | 1 | 1
4421 | 2023-07-04 04:00 | 7 | 1 | 1 | 1 | 1 | 1
4422 | 2023-07-04 05:00 | 7 | 1 | 1 | 1 | 1 | 1
4423 | 2023-07-04 06:00 | 7 | 1 | 1 | 1 | 1 | 1
4424 | 2023-07-04 07:00 | 7 | 1 | 1 | 1 | 1 | 1
4425 | 2023-07-04 08:00 | 7 | 1 | 1 | 1 | 1 | 1
4426 | 2023-07-04 09:00 | 7 | 1 | 1 | 1 | 1 | 1
4427 | 2023-07-04 10:00 | 7 | 1 | 1 | 1 | 1 | 1
4428 | 2023-07-04 11:00 | 7 | 1 | 1 | 1 | 1 | 1
4429 | 2023-07-04 12:00 | 7 | 1 | 1 | 1 | 1 | 1
4430 | 2023-07-04 13:00 | 7 | 1 | 1 | 1 | 1 | 1
4431 | 2023-07-04 14:00 | 7 | 1 | 1 | 1 | 1 | 1
4432 | 2023-07-04 15:00 | 7 | 1 | 1 | 1 | 1 | 1
4433 | 2023-07-04 16:00 | 7 | 1 | 1 | 1 | 1 | 1
4434 | 2023-07-04 17:00 | 7 | 1 | 1 | 1 | 1 | 1
4435 | 2023-07-04 18:00 | 7 | 1 | 1 | 1 | 1 | 1
4436 | 2023-07-04 19:00 | 7 | 1 | 1 | 1 | 1 | 1
4437 | 2023-07-04 20:00 | 7 | 1 | 1 | 1 | 1 | 1
4438 | 2023-07-04 21:00 | 7 | 1 | 1 | 1 | 1 | 1
4439 | 2023-07-04 22:00 | 7 | 1 | 1 | 1 | 1 | 1
4440 | 2023-07-04 23:00 | 7 | 1 | 1 | 1 | 1 | 1
4441 | 2023-07-04 | 7 | 1 | 1 | 1 | 1 | 1
4442 | 2023-07-05 01:00 | 7 | 1 | 1 | 1 | 1 | 1
4443 | 2023-07-05 02:00 | 7 | 1 | 1 | 1 | 1 | 1
4444 | 2023-07-05 03:00 | 7 | 1 | 1 | 1 | 1 | 1
4445 | 2023-07-05 04:00 | 7 | 1 | 1 | 1 | 1 | 1
4446 | 2023-07-05 05:00 | 7 | 1 | 1 | 1 | 1 | 1
4447 | 2023-07-05 06:00 | 7 | 1 | 1 | 1 | 1 | 1
4448 | 2023-07-05 07:00 | 7 | 1 | 1 | 1 | 1 | 1
4449 | 2023-07-05 08:00 | 7 | 1 | 1 | 1 | 1 | 1
4450 | 2023-07-05 09:00 | 7 | 1 | 1 | 1 | 1 | 1
4451 | 2023-07-05 10:00 | 7 | 1 | 1 | 1 | 1 | 1
4452 | 2023-07-05 11:00 | 7 | 1 | 1 | 1 | 1 | 1
4453 | 2023-07-05 12:00 | 7 | 1 | 1 | 1 | 1 | 1
4454 | 2023-07-05 13:00 | 7 | 1 | 1 | 1 | 1 | 1
4455 | 2023-07-05 14:00 | 7 | 1 | 1 | 1 | 1 | 1
4456 | 2023-07-05 15:00 | 7 | 1 | 1 | 1 | 1 | 1
4457 | 2023-07-05 16:00 | 7 | 1 | 1 | 1 | 1 | 1
4458 | 2023-07-05 17:00 | 7 | 1 | 1 | 1 | 1 | 1
4459 | 2023-07-05 18:00 | 7 | 1 | 1 | 1 | 1 | 1
4460 | 2023-07-05 19:00 | 7 | 1 | 1 | 1 | 1 | 1
4461 | 2023-07-05 20:00 | 7 | 1 | 1 | 1 | 1 | 1
4462 | 2023-07-05 21:00 | 7 | 1 | 1 | 1 | 1 | 1
4463 | 2023-07-05 22:00 | 7 | 1 | 1 | 1 | 1 | 1
4464 | 2023-07-05 23:00 | 7 | 1 | 1 | 1 | 1 | 1
4465 | 2023-07-05 | 7 | 1 | 1 | 1 | 1 | 1
4466 | 2023-07-06 01:00 | 7 | 1 | 1 | 1 | 1 | 1
4467 | 2023-07-06 02:00 | 7 | 1 | 1 | 1 | 1 | 1
4468 | 2023-07-06 03:00 | 7 | 1 | 1 | 1 | 1 | 1
4469 | 2023-07-06 04:00 | 7 | 1 | 1 | 1 | 1 | 1
4470 | 2023-07-06 05:00 | 7 | 1 | 1 | 1 | 1 | 1
4471 | 2023-07-06 06:00 | 7 | 1 | 1 | 1 | 1 | 1
4472 | 2023-07-06 07:00 | 7 | 1 | 1 | 1 | 1 | 1
4473 | 2023-07-06 08:00 | 7 | 1 | 1 | 1 | 1 | 1
4474 | 2023-07-06 09:00 | 7 | 1 | 1 | 1 | 1 | 1
4475 | 2023-07-06 10:00 | 7 | 1 | 1 | 1 | 1 | 1
4476 | 2023-07-06 11:00 | 7 | 1 | 1 | 1 | 1 | 1
4477 | 2023-07-06 12:00 | 7 | 1 | 1 | 1 | 1 | 1
4478 | 2023-07-06 13:00 | 7 | 1 | 1 | 1 | 1 | 1
4479 | 2023-07-06 14:00 | 7 | 1 | 1 | 1 | 1 | 1
4480 | 2023-07-06 15:00 | 7 | 1 | 1 | 1 | 1 | 1
4481 | 2023-07-06 16:00 | 7 | 1 | 1 | 1 | 1 | 1
4482 | 2023-07-06 17:00 | 7 | 1 | 1 | 1 | 1 | 1
4483 | 2023-07-06 18:00 | 7 | 1 | 1 | 1 | 1 | 1
4484 | 2023-07-06 19:00 | 7 | 1 | 1 | 1 | 1 | 1
4485 | 2023-07-06 20:00 | 7 | 1 | 1 | 1 | 1 | 1
4486 | 2023-07-06 21:00 | 7 | 1 | 1 | 1 | 1 | 1
4487 | 2023-07-06 22:00 | 7 | 1 | 1 | 1 | 1 | 1
4488 | 2023-07-06 23:00 | 7 | 1 | 1 | 1 | 1 | 1
4489 | 2023-07-06 | 7 | 1 | 1 | 1 | 1 | 1
4490 | 2023-07-07 01:00 | 7 | 1 | 1 | 1 | 1 | 1
4491 | 2023-07-07 02:00 | 7 | 1 | 1 | 1 | 1 | 1
4492 | 2023-07-07 03:00 | 7 | 1 | 1 | 1 | 1 | 1
4493 | 2023-07-07 04:00 | 7 | 1 | 1 | 1 | 1 | 1
4494 | 2023-07-07 05:00 | 7 | 1 | 1 | 1 | 1 | 1
4495 | 2023-07-07 06:00 | 7 | 1 | 1 | 1 | 1 | 1
4496 | 2023-07-07 07:00 | 7 | 1 | 1 | 1 | 1 | 1
4497 | 2023-07-07 08:00 | 7 | 1 | 1 | 1 | 1 | 1
4498 | 2023-07-07 09:00 | 7 | 1 | 1 | 1 | 1 | 1
4499 | 2023-07-07 10:00 | 7 | 1 | 1 | 1 | 1 | 1
4500 | 2023-07-07 11:00 | 7 | 1 | 1 | 1 | 1 | 1
4501 | 2023-07-07 12:00 | 7 | 1 | 1 | 1 | 1 | 1
4502 | 2023-07-07 13:00 | 7 | 1 | 1 | 1 | 1 | 1
4503 | 2023-07-07 14:00 | 7 | 1 | 1 | 1 | 1 | 1
4504 | 2023-07-07 15:00 | 7 | 1 | 1 | 1 | 1 | 1
4505 | 2023-07-07 16:00 | 7 | 1 | 1 | 1 | 1 | 1
4506 | 2023-07-07 17:00 | 7 | 1 | 1 | 1 | 1 | 1
4507 | 2023-07-07 18:00 | 7 | 1 | 1 | 1 | 1 | 1
4508 | 2023-07-07 19:00 | 7 | 1 | 1 | 1 | 1 | 1
4509 | 2023-07-07 20:00 | 7 | 1 | 1 | 1 | 1 | 1
4510 | 2023-07-07 21:00 | 7 | 1 | 1 | 1 | 1 | 1
4511 | 2023-07-07 22:00 | 7 | 1 | 1 | 1 | 1 | 1
4512 | 2023-07-07 23:00 | 7 | 1 | 1 | 1 | 1 | 1
4513 | 2023-07-07 | 7 | 1 | 1 | 1 | 1 | 1
4514 | 2023-07-08 01:00 | 7 | 1 | 1 | 1 | 1 | 1
4515 | 2023-07-08 02:00 | 7 | 1 | 1 | 1 | 1 | 1
4516 | 2023-07-08 03:00 | 7 | 1 | 1 | 1 | 1 | 1
4517 | 2023-07-08 04:00 | 7 | 1 | 1 | 1 | 1 | 1
4518 | 2023-07-08 05:00 | 7 | 1 | 1 | 1 | 1 | 1
4519 | 2023-07-08 06:00 | 7 | 1 | 1 | 1 | 1 | 1
4520 | 2023-07-08 07:00 | 7 | 1 | 1 | 1 | 1 | 1
4521 | 2023-07-08 08:00 | 7 | 1 | 1 | 1 | 1 | 1
4522 | 2023-07-08 09:00 | 7 | 1 | 1 | 1 | 1 | 1
4523 | 2023-07-08 10:00 | 7 | 1 | 1 | 1 | 1 | 1
4524 | 2023-07-08 11:00 | 7 | 1 | 1 | 1 | 1 | 1
4525 | 2023-07-08 12:00 | 7 | 1 | 1 | 1 | 1 | 1
4526 | 2023-07-08 13:00 | 7 | 1 | 1 | 1 | 1 | 1
4527 | 2023-07-08 14:00 | 7 | 1 | 1 | 1 | 1 | 1
4528 | 2023-07-08 15:00 | 7 | 1 | 1 | 1 | 1 | 1
4529 | 2023-07-08 16:00 | 7 | 1 | 1 | 1 | 1 | 1
4530 | 2023-07-08 17:00 | 7 | 1 | 1 | 1 | 1 | 1
4531 | 2023-07-08 18:00 | 7 | 1 | 1 | 1 | 1 | 1
4532 | 2023-07-08 19:00 | 7 | 1 | 1 | 1 | 1 | 1
4533 | 2023-07-08 20:00 | 7 | 1 | 1 | 1 | 1 | 1
4534 | 2023-07-08 21:00 | 7 | 1 | 1 | 1 | 1 | 1
4535 | 2023-07-08 22:00 | 7 | 1 | 1 | 1 | 1 | 1
4536 | 2023-07-08 23:00 | 7 | 1 | 1 | 1 | 1 | 1
4537 | 2023-07-08 | 7 | 1 | 1 | 1 | 1 | 1
4538 | 2023-07-09 01:00 | 7 | 1 | 1 | 1 | 1 | 1
4539 | 2023-07-09 02:00 | 7 | 1 | 1 | 1 | 1 | 1
4540 | 2023-07-09 03:00 | 7 | 1 | 1 | 1 | 1 | 1
4541 | 2023-07-09 04:00 | 7 | 1 | 1 | 1 | 1 | 1
4542 | 2023-07-09 05:00 | 7 | 1 | 1 | 1 | 1 | 1
4543 | 2023-07-09 06:00 | 7 | 1 | 1 | 1 | 1 | 1
4544 | 2023-07-09 07:00 | 7 | 1 | 1 | 1 | 1 | 1
4545 | 2023-07-09 08:00 | 7 | 1 | 1 | 1 | 1 | 1
4546 | 2023-07-09 09:00 | 7 | 1 | 1 | 1 | 1 | 1
4547 | 2023-07-09 10:00 | 7 | 1 | 1 | 1 | 1 | 1
4548 | 2023-07-09 11:00 | 7 | 1 | 1 | 1 | 1 | 1
4549 | 2023-07-09 12:00 | 7 | 1 | 1 | 1 | 1 | 1
4550 | 2023-07-09 13:00 | 7 | 1 | 1 | 1 | 1 | 1
4551 | 2023-07-09 14:00 | 7 | 1 | 1 | 1 | 1 | 1
4552 | 2023-07-09 15:00 | 7 | 1 | 1 | 1 | 1 | 1
4553 | 2023-07-09 16:00 | 7 | 1 | 1 | 1 | 1 | 1
4554 | 2023-07-09 17:00 | 7 | 1 | 1 | 1 | 1 | 1
4555 | 2023-07-09 18:00 | 7 | 1 | 1 | 1 | 1 | 1
4556 | 2023-07-09 19:00 | 7 | 1 | 1 | 1 | 1 | 1
4557 | 2023-07-09 20:00 | 7 | 1 | 1 | 1 | 1 | 1
4558 | 2023-07-09 21:00 | 7 | 1 | 1 | 1 | 1 | 1
4559 | 2023-07-09 22:00 | 7 | 1 | 1 | 1 | 1 | 1
4560 | 2023-07-09 23:00 | 7 | 1 | 1 | 1 | 1 | 1
4561 | 2023-07-09 | 7 | 1 | 1 | 1 | 1 | 1
4562 | 2023-07-10 01:00 | 7 | 1 | 1 | 1 | 1 | 1
4563 | 2023-07-10 02:00 | 7 | 1 | 1 | 1 | 1 | 1
4564 | 2023-07-10 03:00 | 7 | 1 | 1 | 1 | 1 | 1
4565 | 2023-07-10 04:00 | 7 | 1 | 1 | 1 | 1 | 1
4566 | 2023-07-10 05:00 | 7 | 1 | 1 | 1 | 1 | 1
4567 | 2023-07-10 06:00 | 7 | 1 | 1 | 1 | 1 | 1
4568 | 2023-07-10 07:00 | 7 | 1 | 1 | 1 | 1 | 1
4569 | 2023-07-10 08:00 | 7 | 1 | 1 | 1 | 1 | 1
4570 | 2023-07-10 09:00 | 7 | 1 | 1 | 1 | 1 | 1
4571 | 2023-07-10 10:00 | 7 | 1 | 1 | 1 | 1 | 1
4572 | 2023-07-10 11:00 | 7 | 1 | 1 | 1 | 1 | 1
4573 | 2023-07-10 12:00 | 7 | 1 | 1 | 1 | 1 | 1
4574 | 2023-07-10 13:00 | 7 | 1 | 1 | 1 | 1 | 1
4575 | 2023-07-10 14:00 | 7 | 1 | 1 | 1 | 1 | 1
4576 | 2023-07-10 15:00 | 7 | 1 | 1 | 1 | 1 | 1
4577 | 2023-07-10 16:00 | 7 | 1 | 1 | 1 | 1 | 1
4578 | 2023-07-10 17:00 | 7 | 1 | 1 | 1 | 1 | 1
4579 | 2023-07-10 18:00 | 7 | 1 | 1 | 1 | 1 | 1
4580 | 2023-07-10 19:00 | 7 | 1 | 1 | 1 | 1 | 1
4581 | 2023-07-10 20:00 | 7 | 1 | 1 | 1 | 1 | 1
4582 | 2023-07-10 21:00 | 7 | 1 | 1 | 1 | 1 | 1
4583 | 2023-07-10 22:00 | 7 | 1 | 1 | 1 | 1 | 1
4584 | 2023-07-10 23:00 | 7 | 1 | 1 | 1 | 1 | 1
4585 | 2023-07-10 | 7 | 1 | 1 | 1 | 1 | 1
4586 | 2023-07-11 01:00 | 7 | 1 | 1 | 1 | 1 | 1
4587 | 2023-07-11 02:00 | 7 | 1 | 1 | 1 | 1 | 1
4588 | 2023-07-11 03:00 | 7 | 1 | 1 | 1 | 1 | 1
4589 | 2023-07-11 04:00 | 7 | 1 | 1 | 1 | 1 | 1
4590 | 2023-07-11 05:00 | 7 | 1 | 1 | 1 | 1 | 1
4591 | 2023-07-11 06:00 | 7 | 1 | 1 | 1 | 1 | 1
4592 | 2023-07-11 07:00 | 7 | 1 | 1 | 1 | 1 | 1
4593 | 2023-07-11 08:00 | 7 | 1 | 1 | 1 | 1 | 1
4594 | 2023-07-11 09:00 | 7 | 1 | 1 | 1 | 1 | 1
4595 | 2023-07-11 10:00 | 7 | 1 | 1 | 1 | 1 | 1
4596 | 2023-07-11 11:00 | 7 | 1 | 1 | 1 | 1 | 1
4597 | 2023-07-11 12:00 | 7 | 1 | 1 | 1 | 1 | 1
4598 | 2023-07-11 13:00 | 7 | 1 | 1 | 1 | 1 | 1
4599 | 2023-07-11 14:00 | 7 | 1 | 1 | 1 | 1 | 1
4600 | 2023-07-11 15:00 | 7 | 1 | 1 | 1 | 1 | 1
4601 | 2023-07-11 16:00 | 7 | 1 | 1 | 1 | 1 | 1
4602 | 2023-07-11 17:00 | 7 | 1 | 1 | 1 | 1 | 1
4603 | 2023-07-11 18:00 | 7 | 1 | 1 | 1 | 1 | 1
4604 | 2023-07-11 19:00 | 7 | 1 | 1 | 1 | 1 | 1
4605 | 2023-07-11 20:00 | 7 | 1 | 1 | 1 | 1 | 1
4606 | 2023-07-11 21:00 | 7 | 1 | 1 | 1 | 1 | 1
4607 | 2023-07-11 22:00 | 7 | 1 | 1 | 1 | 1 | 1
4608 | 2023-07-11 23:00 | 7 | 1 | 1 | 1 | 1 | 1
4609 | 2023-07-11 | 7 | 1 | 1 | 1 | 1 | 1
4610 | 2023-07-12 01:00 | 7 | 1 | 1 | 1 | 1 | 1
4611 | 2023-07-12 02:00 | 7 | 1 | 1 | 1 | 1 | 1
4612 | 2023-07-12 03:00 | 7 | 1 | 1 | 1 | 1 | 1
4613 | 2023-07-12 04:00 | 7 | 1 | 1 | 1 | 1 | 1
4614 | 2023-07-12 05:00 | 7 | 1 | 1 | 1 | 1 | 1
4615 | 2023-07-12 06:00 | 7 | 1 | 1 | 1 | 1 | 1
4616 | 2023-07-12 07:00 | 7 | 1 | 1 | 1 | 1 | 1
4617 | 2023-07-12 08:00 | 7 | 1 | 1 | 1 | 1 | 1
4618 | 2023-07-12 09:00 | 7 | 1 | 1 | 1 | 1 | 1
4619 | 2023-07-12 10:00 | 7 | 1 | 1 | 1 | 1 | 1
4620 | 2023-07-12 11:00 | 7 | 1 | 1 | 1 | 1 | 1
4621 | 2023-07-12 12:00 | 7 | 1 | 1 | 1 | 1 | 1
4622 | 2023-07-12 13:00 | 7 | 1 | 1 | 1 | 1 | 1
4623 | 2023-07-12 14:00 | 7 | 1 | 1 | 1 | 1 | 1
4624 | 2023-07-12 15:00 | 7 | 1 | 1 | 1 | 1 | 1
4625 | 2023-07-12 16:00 | 7 | 1 | 1 | 1 | 1 | 1
4626 | 2023-07-12 17:00 | 7 | 1 | 1 | 1 | 1 | 1
4627 | 2023-07-12 18:00 | 7 | 1 | 1 | 1 | 1 | 1
4628 | 2023-07-12 19:00 | 7 | 1 | 1 | 1 | 1 | 1
4629 | 2023-07-12 20:00 | 7 | 1 | 1 | 1 | 1 | 1
4630 | 2023-07-12 21:00 | 7 | 1 | 1 | 1 | 1 | 1
4631 | 2023-07-12 22:00 | 7 | 1 | 1 | 1 | 1 | 1
4632 | 2023-07-12 23:00 | 7 | 1 | 1 | 1 | 1 | 1
4633 | 2023-07-12 | 7 | 1 | 1 | 1 | 1 | 1
4634 | 2023-07-13 01:00 | 7 | 1 | 1 | 1 | 1 | 1
4635 | 2023-07-13 02:00 | 7 | 1 | 1 | 1 | 1 | 1
4636 | 2023-07-13 03:00 | 7 | 1 | 1 | 1 | 1 | 1
4637 | 2023-07-13 04:00 | 7 | 1 | 1 | 1 | 1 | 1
4638 | 2023-07-13 05:00 | 7 | 1 | 1 | 1 | 1 | 1
4639 | 2023-07-13 06:00 | 7 | 1 | 1 | 1 | 1 | 1
4640 | 2023-07-13 07:00 | 7 | 1 | 1 | 1 | 1 | 1
4641 | 2023-07-13 08:00 | 7 | 1 | 1 | 1 | 1 | 1
4642 | 2023-07-13 09:00 | 7 | 1 | 1 | 1 | 1 | 1
4643 | 2023-07-13 10:00 | 7 | 1 | 1 | 1 | 1 | 1
4644 | 2023-07-13 11:00 | 7 | 1 | 1 | 1 | 1 | 1
4645 | 2023-07-13 12:00 | 7 | 1 | 1 | 1 | 1 | 1
4646 | 2023-07-13 13:00 | 7 | 1 | 1 | 1 | 1 | 1
4647 | 2023-07-13 14:00 | 7 | 1 | 1 | 1 | 1 | 1
4648 | 2023-07-13 15:00 | 7 | 1 | 1 | 1 | 1 | 1
4649 | 2023-07-13 16:00 | 7 | 1 | 1 | 1 | 1 | 1
4650 | 2023-07-13 17:00 | 7 | 1 | 1 | 1 | 1 | 1
4651 | 2023-07-13 18:00 | 7 | 1 | 1 | 1 | 1 | 1
4652 | 2023-07-13 19:00 | 7 | 1 | 1 | 1 | 1 | 1
4653 | 2023-07-13 20:00 | 7 | 1 | 1 | 1 | 1 | 1
4654 | 2023-07-13 21:00 | 7 | 1 | 1 | 1 | 1 | 1
4655 | 2023-07-13 22:00 | 7 | 1 | 1 | 1 | 1 | 1
4656 | 2023-07-13 23:00 | 7 | 1 | 1 | 1 | 1 | 1
4657 | 2023-07-13 | 7 | 1 | 1 | 1 | 1 | 1
4658 | 2023-07-14 01:00 | 7 | 1 | 1 | 1 | 1 | 1
4659 | 2023-07-14 02:00 | 7 | 1 | 1 | 1 | 1 | 1
4660 | 2023-07-14 03:00 | 7 | 1 | 1 | 1 | 1 | 1
4661 | 2023-07-14 04:00 | 7 | 1 | 1 | 1 | 1 | 1
4662 | 2023-07-14 05:00 | 7 | 1 | 1 | 1 | 1 | 1
4663 | 2023-07-14 06:00 | 7 | 1 | 1 | 1 | 1 | 1
4664 | 2023-07-14 07:00 | 7 | 1 | 1 | 1 | 1 | 1
4665 | 2023-07-14 08:00 | 7 | 1 | 1 | 1 | 1 | 1
4666 | 2023-07-14 09:00 | 7 | 1 | 1 | 1 | 1 | 1
4667 | 2023-07-14 10:00 | 7 | 1 | 1 | 1 | 1 | 1
4668 | 2023-07-14 11:00 | 7 | 1 | 1 | 1 | 1 | 1
4669 | 2023-07-14 12:00 | 7 | 1 | 1 | 1 | 1 | 1
4670 | 2023-07-14 13:00 | 7 | 1 | 1 | 1 | 1 | 1
4671 | 2023-07-14 14:00 | 7 | 1 | 1 | 1 | 1 | 1
4672 | 2023-07-14 15:00 | 7 | 1 | 1 | 1 | 1 | 1
4673 | 2023-07-14 16:00 | 7 | 1 | 1 | 1 | 1 | 1
4674 | 2023-07-14 17:00 | 7 | 1 | 1 | 1 | 1 | 1
4675 | 2023-07-14 18:00 | 7 | 1 | 1 | 1 | 1 | 1
4676 | 2023-07-14 19:00 | 7 | 1 | 1 | 1 | 1 | 1
4677 | 2023-07-14 20:00 | 7 | 1 | 1 | 1 | 1 | 1
4678 | 2023-07-14 21:00 | 7 | 1 | 1 | 1 | 1 | 1
4679 | 2023-07-14 22:00 | 7 | 1 | 1 | 1 | 1 | 1
4680 | 2023-07-14 23:00 | 7 | 1 | 1 | 1 | 1 | 1
4681 | 2023-07-14 | 7 | 1 | 1 | 1 | 1 | 1
4682 | 2023-07-15 01:00 | 7 | 1 | 1 | 1 | 1 | 1
4683 | 2023-07-15 02:00 | 7 | 1 | 1 | 1 | 1 | 1
4684 | 2023-07-15 03:00 | 7 | 1 | 1 | 1 | 1 | 1
4685 | 2023-07-15 04:00 | 7 | 1 | 1 | 1 | 1 | 1
4686 | 2023-07-15 05:00 | 7 | 1 | 1 | 1 | 1 | 1
4687 | 2023-07-15 06:00 | 7 | 1 | 1 | 1 | 1 | 1
4688 | 2023-07-15 07:00 | 7 | 1 | 1 | 1 | 1 | 1
4689 | 2023-07-15 08:00 | 7 | 1 | 1 | 1 | 1 | 1
4690 | 2023-07-15 09:00 | 7 | 1 | 1 | 1 | 1 | 1
4691 | 2023-07-15 10:00 | 7 | 1 | 1 | 1 | 1 | 1
4692 | 2023-07-15 11:00 | 7 | 1 | 1 | 1 | 1 | 1
4693 | 2023-07-15 12:00 | 7 | 1 | 1 | 1 | 1 | 1
4694 | 2023-07-15 13:00 | 7 | 1 | 1 | 1 | 1 | 1
4695 | 2023-07-15 14:00 | 7 | 1 | 1 | 1 | 1 | 1
4696 | 2023-07-15 15:00 | 7 | 1 | 1 | 1 | 1 | 1
4697 | 2023-07-15 16:00 | 7 | 1 | 1 | 1 | 1 | 1
4698 | 2023-07-15 17:00 | 7 | 1 | 1 | 1 | 1 | 1
4699 | 2023-07-15 18:00 | 7 | 1 | 1 | 1 | 1 | 1
4700 | 2023-07-15 19:00 | 7 | 1 | 1 | 1 | 1 | 1
4701 | 2023-07-15 20:00 | 7 | 1 | 1 | 1 | 1 | 1
4702 | 2023-07-15 21:00 | 7 | 1 | 1 | 1 | 1 | 1
4703 | 2023-07-15 22:00 | 7 | 1 | 1 | 1 | 1 | 1
4704 | 2023-07-15 23:00 | 7 | 1 | 1 | 1 | 1 | 1
4705 | 2023-07-15 | 7 | 1 | 1 | 1 | 1 | 1
4706 | 2023-07-16 01:00 | 7 | 1 | 1 | 1 | 1 | 1
4707 | 2023-07-16 02:00 | 7 | 1 | 1 | 1 | 1 | 1
4708 | 2023-07-16 03:00 | 7 | 1 | 1 | 1 | 1 | 1
4709 | 2023-07-16 04:00 | 7 | 1 | 1 | 1 | 1 | 1
4710 | 2023-07-16 05:00 | 7 | 1 | 1 | 1 | 1 | 1
4711 | 2023-07-16 06:00 | 7 | 1 | 1 | 1 | 1 | 1
4712 | 2023-07-16 07:00 | 7 | 1 | 1 | 1 | 1 | 1
4713 | 2023-07-16 08:00 | 7 | 1 | 1 | 1 | 1 | 1
4714 | 2023-07-16 09:00 | 7 | 1 | 1 | 1 | 1 | 1
4715 | 2023-07-16 10:00 | 7 | 1 | 1 | 1 | 1 | 1
4716 | 2023-07-16 11:00 | 7 | 1 | 1 | 1 | 1 | 1
4717 | 2023-07-16 12:00 | 7 | 1 | 1 | 1 | 1 | 1
4718 | 2023-07-16 13:00 | 7 | 1 | 1 | 1 | 1 | 1
4719 | 2023-07-16 14:00 | 7 | 1 | 1 | 1 | 1 | 1
4720 | 2023-07-16 15:00 | 7 | 1 | 1 | 1 | 1 | 1
4721 | 2023-07-16 16:00 | 7 | 1 | 1 | 1 | 1 | 1
4722 | 2023-07-16 17:00 | 7 | 1 | 1 | 1 | 1 | 1
4723 | 2023-07-16 18:00 | 7 | 1 | 1 | 1 | 1 | 1
4724 | 2023-07-16 19:00 | 7 | 1 | 1 | 1 | 1 | 1
4725 | 2023-07-16 20:00 | 7 | 1 | 1 | 1 | 1 | 1
4726 | 2023-07-16 21:00 | 7 | 1 | 1 | 1 | 1 | 1
4727 | 2023-07-16 22:00 | 7 | 1 | 1 | 1 | 1 | 1
4728 | 2023-07-16 23:00 | 7 | 1 | 1 | 1 | 1 | 1
4729 | 2023-07-16 | 7 | 1 | 1 | 1 | 1 | 1
4730 | 2023-07-17 01:00 | 7 | 1 | 1 | 1 | 1 | 1
4731 | 2023-07-17 02:00 | 7 | 1 | 1 | 1 | 1 | 1
4732 | 2023-07-17 03:00 | 7 | 1 | 1 | 1 | 1 | 1
4733 | 2023-07-17 04:00 | 7 | 1 | 1 | 1 | 1 | 1
4734 | 2023-07-17 05:00 | 7 | 1 | 1 | 1 | 1 | 1
4735 | 2023-07-17 06:00 | 7 | 1 | 1 | 1 | 1 | 1
4736 | 2023-07-17 07:00 | 7 | 1 | 1 | 1 | 1 | 1
4737 | 2023-07-17 08:00 | 7 | 1 | 1 | 1 | 1 | 1
4738 | 2023-07-17 09:00 | 7 | 1 | 1 | 1 | 1 | 1
4739 | 2023-07-17 10:00 | 7 | 1 | 1 | 1 | 1 | 1
4740 | 2023-07-17 11:00 | 7 | 1 | 1 | 1 | 1 | 1
4741 | 2023-07-17 12:00 | 7 | 1 | 1 | 1 | 1 | 1
4742 | 2023-07-17 13:00 | 7 | 1 | 1 | 1 | 1 | 1
4743 | 2023-07-17 14:00 | 7 | 1 | 1 | 1 | 1 | 1
4744 | 2023-07-17 15:00 | 7 | 1 | 1 | 1 | 1 | 1
4745 | 2023-07-17 16:00 | 7 | 1 | 1 | 1 | 1 | 1
4746 | 2023-07-17 17:00 | 7 | 1 | 1 | 1 | 1 | 1
4747 | 2023-07-17 18:00 | 7 | 1 | 1 | 1 | 1 | 1
4748 | 2023-07-17 19:00 | 7 | 1 | 1 | 1 | 1 | 1
4749 | 2023-07-17 20:00 | 7 | 1 | 1 | 1 | 1 | 1
4750 | 2023-07-17 21:00 | 7 | 1 | 1 | 1 | 1 | 1
4751 | 2023-07-17 22:00 | 7 | 1 | 1 | 1 | 1 | 1
4752 | 2023-07-17 23:00 | 7 | 1 | 1 | 1 | 1 | 1
4753 | 2023-07-17 | 7 | 1 | 1 | 1 | 1 | 1
4754 | 2023-07-18 01:00 | 7 | 1 | 1 | 1 | 1 | 1
4755 | 2023-07-18 02:00 | 7 | 1 | 1 | 1 | 1 | 1
4756 | 2023-07-18 03:00 | 7 | 1 | 1 | 1 | 1 | 1
4757 | 2023-07-18 04:00 | 7 | 1 | 1 | 1 | 1 | 1
4758 | 2023-07-18 05:00 | 7 | 1 | 1 | 1 | 1 | 1
4759 | 2023-07-18 06:00 | 7 | 1 | 1 | 1 | 1 | 1
4760 | 2023-07-18 07:00 | 7 | 1 | 1 | 1 | 1 | 1
4761 | 2023-07-18 08:00 | 7 | 1 | 1 | 1 | 1 | 1
4762 | 2023-07-18 09:00 | 7 | 1 | 1 | 1 | 1 | 1
4763 | 2023-07-18 10:00 | 7 | 1 | 1 | 1 | 1 | 1
4764 | 2023-07-18 11:00 | 7 | 1 | 1 | 1 | 1 | 1
4765 | 2023-07-18 12:00 | 7 | 1 | 1 | 1 | 1 | 1
4766 | 2023-07-18 13:00 | 7 | 1 | 1 | 1 | 1 | 1
4767 | 2023-07-18 14:00 | 7 | 1 | 1 | 1 | 1 | 1
4768 | 2023-07-18 15:00 | 7 | 1 | 1 | 1 | 1 | 1
4769 | 2023-07-18 16:00 | 7 | 1 | 1 | 1 | 1 | 1
4770 | 2023-07-18 17:00 | 7 | 1 | 1 | 1 | 1 | 1
4771 | 2023-07-18 18:00 | 7 | 1 | 1 | 1 | 1 | 1
4772 | 2023-07-18 19:00 | 7 | 1 | 1 | 1 | 1 | 1
4773 | 2023-07-18 20:00 | 7 | 1 | 1 | 1 | 1 | 1
4774 | 2023-07-18 21:00 | 7 | 1 | 1 | 1 | 1 | 1
4775 | 2023-07-18 22:00 | 7 | 1 | 1 | 1 | 1 | 1
4776 | 2023-07-18 23:00 | 7 | 1 | 1 | 1 | 1 | 1
4777 | 2023-07-18 | 7 | 1 | 1 | 1 | 1 | 1
4778 | 2023-07-19 01:00 | 7 | 1 | 1 | 1 | 1 | 1
4779 | 2023-07-19 02:00 | 7 | 1 | 1 | 1 | 1 | 1
4780 | 2023-07-19 03:00 | 7 | 1 | 1 | 1 | 1 | 1
4781 | 2023-07-19 04:00 | 7 | 1 | 1 | 1 | 1 | 1
4782 | 2023-07-19 05:00 | 7 | 1 | 1 | 1 | 1 | 1
4783 | 2023-07-19 06:00 | 7 | 1 | 1 | 1 | 1 | 1
4784 | 2023-07-19 07:00 | 7 | 1 | 1 | 1 | 1 | 1
4785 | 2023-07-19 08:00 | 7 | 1 | 1 | 1 | 1 | 1
4786 | 2023-07-19 09:00 | 7 | 1 | 1 | 1 | 1 | 1
4787 | 2023-07-19 10:00 | 7 | 1 | 1 | 1 | 1 | 1
4788 | 2023-07-19 11:00 | 7 | 1 | 1 | 1 | 1 | 1
4789 | 2023-07-19 12:00 | 7 | 1 | 1 | 1 | 1 | 1
4790 | 2023-07-19 13:00 | 7 | 1 | 1 | 1 | 1 | 1
4791 | 2023-07-19 14:00 | 7 | 1 | 1 | 1 | 1 | 1
4792 | 2023-07-19 15:00 | 7 | 1 | 1 | 1 | 1 | 1
4793 | 2023-07-19 16:00 | 7 | 1 | 1 | 1 | 1 | 1
4794 | 2023-07-19 17:00 | 7 | 1 | 1 | 1 | 1 | 1
4795 | 2023-07-19 18:00 | 7 | 1 | 1 | 1 | 1 | 1
4796 | 2023-07-19 19:00 | 7 | 1 | 1 | 1 | 1 | 1
4797 | 2023-07-19 20:00 | 7 | 1 | 1 | 1 | 1 | 1
4798 | 2023-07-19 21:00 | 7 | 1 | 1 | 1 | 1 | 1
4799 | 2023-07-19 22:00 | 7 | 1 | 1 | 1 | 1 | 1
4800 | 2023-07-19 23:00 | 7 | 1 | 1 | 1 | 1 | 1
4801 | 2023-07-19 | 7 | 1 | 1 | 1 | 1 | 1
4802 | 2023-07-20 01:00 | 7 | 1 | 1 | 1 | 1 | 1
4803 | 2023-07-20 02:00 | 7 | 1 | 1 | 1 | 1 | 1
4804 | 2023-07-20 03:00 | 7 | 1 | 1 | 1 | 1 | 1
4805 | 2023-07-20 04:00 | 7 | 1 | 1 | 1 | 1 | 1
4806 | 2023-07-20 05:00 | 7 | 1 | 1 | 1 | 1 | 1
4807 | 2023-07-20 06:00 | 7 | 1 | 1 | 1 | 1 | 1
4808 | 2023-07-20 07:00 | 7 | 1 | 1 | 1 | 1 | 1
4809 | 2023-07-20 08:00 | 7 | 1 | 1 | 1 | 1 | 1
4810 | 2023-07-20 09:00 | 7 | 1 | 1 | 1 | 1 | 1
4811 | 2023-07-20 10:00 | 7 | 1 | 1 | 1 | 1 | 1
4812 | 2023-07-20 11:00 | 7 | 1 | 1 | 1 | 1 | 1
4813 | 2023-07-20 12:00 | 7 | 1 | 1 | 1 | 1 | 1
4814 | 2023-07-20 13:00 | 7 | 1 | 1 | 1 | 1 | 1
4815 | 2023-07-20 14:00 | 7 | 1 | 1 | 1 | 1 | 1
4816 | 2023-07-20 15:00 | 7 | 1 | 1 | 1 | 1 | 1
4817 | 2023-07-20 16:00 | 7 | 1 | 1 | 1 | 1 | 1
4818 | 2023-07-20 17:00 | 7 | 1 | 1 | 1 | 1 | 1
4819 | 2023-07-20 18:00 | 7 | 1 | 1 | 1 | 1 | 1
4820 | 2023-07-20 19:00 | 7 | 1 | 1 | 1 | 1 | 1
4821 | 2023-07-20 20:00 | 7 | 1 | 1 | 1 | 1 | 1
4822 | 2023-07-20 21:00 | 7 | 1 | 1 | 1 | 1 | 1
4823 | 2023-07-20 22:00 | 7 | 1 | 1 | 1 | 1 | 1
4824 | 2023-07-20 23:00 | 7 | 1 | 1 | 1 | 1 | 1
4825 | 2023-07-20 | 7 | 1 | 1 | 1 | 1 | 1
4826 | 2023-07-21 01:00 | 7 | 1 | 1 | 1 | 1 | 1
4827 | 2023-07-21 02:00 | 7 | 1 | 1 | 1 | 1 | 1
4828 | 2023-07-21 03:00 | 7 | 1 | 1 | 1 | 1 | 1
4829 | 2023-07-21 04:00 | 7 | 1 | 1 | 1 | 1 | 1
4830 | 2023-07-21 05:00 | 7 | 1 | 1 | 1 | 1 | 1
4831 | 2023-07-21 06:00 | 7 | 1 | 1 | 1 | 1 | 1
4832 | 2023-07-21 07:00 | 7 | 1 | 1 | 1 | 1 | 1
4833 | 2023-07-21 08:00 | 7 | 1 | 1 | 1 | 1 | 1
4834 | 2023-07-21 09:00 | 7 | 1 | 1 | 1 | 1 | 1
4835 | 2023-07-21 10:00 | 7 | 1 | 1 | 1 | 1 | 1
4836 | 2023-07-21 11:00 | 7 | 1 | 1 | 1 | 1 | 1
4837 | 2023-07-21 12:00 | 7 | 1 | 1 | 1 | 1 | 1
4838 | 2023-07-21 13:00 | 7 | 1 | 1 | 1 | 1 | 1
4839 | 2023-07-21 14:00 | 7 | 1 | 1 | 1 | 1 | 1
4840 | 2023-07-21 15:00 | 7 | 1 | 1 | 1 | 1 | 1
4841 | 2023-07-21 16:00 | 7 | 1 | 1 | 1 | 1 | 1
4842 | 2023-07-21 17:00 | 7 | 1 | 1 | 1 | 1 | 1
4843 | 2023-07-21 18:00 | 7 | 1 | 1 | 1 | 1 | 1
4844 | 2023-07-21 19:00 | 7 | 1 | 1 | 1 | 1 | 1
4845 | 2023-07-21 20:00 | 7 | 1 | 1 | 1 | 1 | 1
4846 | 2023-07-21 21:00 | 7 | 1 | 1 | 1 | 1 | 1
4847 | 2023-07-21 22:00 | 7 | 1 | 1 | 1 | 1 | 1
4848 | 2023-07-21 23:00 | 7 | 1 | 1 | 1 | 1 | 1
4849 | 2023-07-21 | 7 | 1 | 1 | 1 | 1 | 1
4850 | 2023-07-22 01:00 | 7 | 1 | 1 | 1 | 1 | 1
4851 | 2023-07-22 02:00 | 7 | 1 | 1 | 1 | 1 | 1
4852 | 2023-07-22 03:00 | 7 | 1 | 1 | 1 | 1 | 1
4853 | 2023-07-22 04:00 | 7 | 1 | 1 | 1 | 1 | 1
4854 | 2023-07-22 05:00 | 7 | 1 | 1 | 1 | 1 | 1
4855 | 2023-07-22 06:00 | 7 | 1 | 1 | 1 | 1 | 1
4856 | 2023-07-22 07:00 | 7 | 1 | 1 | 1 | 1 | 1
4857 | 2023-07-22 08:00 | 7 | 1 | 1 | 1 | 1 | 1
4858 | 2023-07-22 09:00 | 7 | 1 | 1 | 1 | 1 | 1
4859 | 2023-07-22 10:00 | 7 | 1 | 1 | 1 | 1 | 1
4860 | 2023-07-22 11:00 | 7 | 1 | 1 | 1 | 1 | 1
4861 | 2023-07-22 12:00 | 7 | 1 | 1 | 1 | 1 | 1
4862 | 2023-07-22 13:00 | 7 | 1 | 1 | 1 | 1 | 1
4863 | 2023-07-22 14:00 | 7 | 1 | 1 | 1 | 1 | 1
4864 | 2023-07-22 15:00 | 7 | 1 | 1 | 1 | 1 | 1
4865 | 2023-07-22 16:00 | 7 | 1 | 1 | 1 | 1 | 1
4866 | 2023-07-22 17:00 | 7 | 1 | 1 | 1 | 1 | 1
4867 | 2023-07-22 18:00 | 7 | 1 | 1 | 1 | 1 | 1
4868 | 2023-07-22 19:00 | 7 | 1 | 1 | 1 | 1 | 1
4869 | 2023-07-22 20:00 | 7 | 1 | 1 | 1 | 1 | 1
4870 | 2023-07-22 21:00 | 7 | 1 | 1 | 1 | 1 | 1
4871 | 2023-07-22 22:00 | 7 | 1 | 1 | 1 | 1 | 1
4872 | 2023-07-22 23:00 | 7 | 1 | 1 | 1 | 1 | 1
4873 | 2023-07-22 | 7 | 1 | 1 | 1 | 1 | 1
4874 | 2023-07-23 01:00 | 7 | 1 | 1 | 1 | 1 | 1
4875 | 2023-07-23 02:00 | 7 | 1 | 1 | 1 | 1 | 1
4876 | 2023-07-23 03:00 | 7 | 1 | 1 | 1 | 1 | 1
4877 | 2023-07-23 04:00 | 7 | 1 | 1 | 1 | 1 | 1
4878 | 2023-07-23 05:00 | 7 | 1 | 1 | 1 | 1 | 1
4879 | 2023-07-23 06:00 | 7 | 1 | 1 | 1 | 1 | 1
4880 | 2023-07-23 07:00 | 7 | 1 | 1 | 1 | 1 | 1
4881 | 2023-07-23 08:00 | 7 | 1 | 1 | 1 | 1 | 1
4882 | 2023-07-23 09:00 | 7 | 1 | 1 | 1 | 1 | 1
4883 | 2023-07-23 10:00 | 7 | 1 | 1 | 1 | 1 | 1
4884 | 2023-07-23 11:00 | 7 | 1 | 1 | 1 | 1 | 1
4885 | 2023-07-23 12:00 | 7 | 1 | 1 | 1 | 1 | 1
4886 | 2023-07-23 13:00 | 7 | 1 | 1 | 1 | 1 | 1
4887 | 2023-07-23 14:00 | 7 | 1 | 1 | 1 | 1 | 1
4888 | 2023-07-23 15:00 | 7 | 1 | 1 | 1 | 1 | 1
4889 | 2023-07-23 16:00 | 7 | 1 | 1 | 1 | 1 | 1
4890 | 2023-07-23 17:00 | 7 | 1 | 1 | 1 | 1 | 1
4891 | 2023-07-23 18:00 | 7 | 1 | 1 | 1 | 1 | 1
4892 | 2023-07-23 19:00 | 7 | 1 | 1 | 1 | 1 | 1
4893 | 2023-07-23 20:00 | 7 | 1 | 1 | 1 | 1 | 1
4894 | 2023-07-23 21:00 | 7 | 1 | 1 | 1 | 1 | 1
4895 | 2023-07-23 22:00 | 7 | 1 | 1 | 1 | 1 | 1
4896 | 2023-07-23 23:00 | 7 | 1 | 1 | 1 | 1 | 1
4897 | 2023-07-23 | 7 | 1 | 1 | 1 | 1 | 1
4898 | 2023-07-24 01:00 | 7 | 1 | 1 | 1 | 1 | 1
4899 | 2023-07-24 02:00 | 7 | 1 | 1 | 1 | 1 | 1
4900 | 2023-07-24 03:00 | 7 | 1 | 1 | 1 | 1 | 1
4901 | 2023-07-24 04:00 | 7 | 1 | 1 | 1 | 1 | 1
4902 | 2023-07-24 05:00 | 7 | 1 | 1 | 1 | 1 | 1
4903 | 2023-07-24 06:00 | 7 | 1 | 1 | 1 | 1 | 1
4904 | 2023-07-24 07:00 | 7 | 1 | 1 | 1 | 1 | 1
4905 | 2023-07-24 08:00 | 7 | 1 | 1 | 1 | 1 | 1
4906 | 2023-07-24 09:00 | 7 | 1 | 1 | 1 | 1 | 1
4907 | 2023-07-24 10:00 | 7 | 1 | 1 | 1 | 1 | 1
4908 | 2023-07-24 11:00 | 7 | 1 | 1 | 1 | 1 | 1
4909 | 2023-07-24 12:00 | 7 | 1 | 1 | 1 | 1 | 1
4910 | 2023-07-24 13:00 | 7 | 1 | 1 | 1 | 1 | 1
4911 | 2023-07-24 14:00 | 7 | 1 | 1 | 1 | 1 | 1
4912 | 2023-07-24 15:00 | 7 | 1 | 1 | 1 | 1 | 1
4913 | 2023-07-24 16:00 | 7 | 1 | 1 | 1 | 1 | 1
4914 | 2023-07-24 17:00 | 7 | 1 | 1 | 1 | 1 | 1
4915 | 2023-07-24 18:00 | 7 | 1 | 1 | 1 | 1 | 1
4916 | 2023-07-24 19:00 | 7 | 1 | 1 | 1 | 1 | 1
4917 | 2023-07-24 20:00 | 7 | 1 | 1 | 1 | 1 | 1
4918 | 2023-07-24 21:00 | 7 | 1 | 1 | 1 | 1 | 1
4919 | 2023-07-24 22:00 | 7 | 1 | 1 | 1 | 1 | 1
4920 | 2023-07-24 23:00 | 7 | 1 | 1 | 1 | 1 | 1
4921 | 2023-07-24 | 7 | 1 | 1 | 1 | 1 | 1
4922 | 2023-07-25 01:00 | 7 | 1 | 1 | 1 | 1 | 1
4923 | 2023-07-25 02:00 | 7 | 1 | 1 | 1 | 1 | 1
4924 | 2023-07-25 03:00 | 7 | 1 | 1 | 1 | 1 | 1
4925 | 2023-07-25 04:00 | 7 | 1 | 1 | 1 | 1 | 1
4926 | 2023-07-25 05:00 | 7 | 1 | 1 | 1 | 1 | 1
4927 | 2023-07-25 06:00 | 7 | 1 | 1 | 1 | 1 | 1
4928 | 2023-07-25 07:00 | 7 | 1 | 1 | 1 | 1 | 1
4929 | 2023-07-25 08:00 | 7 | 1 | 1 | 1 | 1 | 1
4930 | 2023-07-25 09:00 | 7 | 1 | 1 | 1 | 1 | 1
4931 | 2023-07-25 10:00 | 7 | 1 | 1 | 1 | 1 | 1
4932 | 2023-07-25 11:00 | 7 | 1 | 1 | 1 | 1 | 1
4933 | 2023-07-25 12:00 | 7 | 1 | 1 | 1 | 1 | 1
4934 | 2023-07-25 13:00 | 7 | 1 | 1 | 1 | 1 | 1
4935 | 2023-07-25 14:00 | 7 | 1 | 1 | 1 | 1 | 1
4936 | 2023-07-25 15:00 | 7 | 1 | 1 | 1 | 1 | 1
4937 | 2023-07-25 16:00 | 7 | 1 | 1 | 1 | 1 | 1
4938 | 2023-07-25 17:00 | 7 | 1 | 1 | 1 | 1 | 1
4939 | 2023-07-25 18:00 | 7 | 1 | 1 | 1 | 1 | 1
4940 | 2023-07-25 19:00 | 7 | 1 | 1 | 1 | 1 | 1
4941 | 2023-07-25 20:00 | 7 | 1 | 1 | 1 | 1 | 1
4942 | 2023-07-25 21:00 | 7 | 1 | 1 | 1 | 1 | 1
4943 | 2023-07-25 22:00 | 7 | 1 | 1 | 1 | 1 | 1
4944 | 2023-07-25 23:00 | 7 | 1 | 1 | 1 | 1 | 1
4945 | 2023-07-25 | 7 | 1 | 1 | 1 | 1 | 1
4946 | 2023-07-26 01:00 | 7 | 1 | 1 | 1 | 1 | 1
4947 | 2023-07-26 02:00 | 7 | 1 | 1 | 1 | 1 | 1
4948 | 2023-07-26 03:00 | 7 | 1 | 1 | 1 | 1 | 1
4949 | 2023-07-26 04:00 | 7 | 1 | 1 | 1 | 1 | 1
4950 | 2023-07-26 05:00 | 7 | 1 | 1 | 1 | 1 | 1
4951 | 2023-07-26 06:00 | 7 | 1 | 1 | 1 | 1 | 1
4952 | 2023-07-26 07:00 | 7 | 1 | 1 | 1 | 1 | 1
4953 | 2023-07-26 08:00 | 7 | 1 | 1 | 1 | 1 | 1
4954 | 2023-07-26 09:00 | 7 | 1 | 1 | 1 | 1 | 1
4955 | 2023-07-26 10:00 | 7 | 1 | 1 | 1 | 1 | 1
4956 | 2023-07-26 11:00 | 7 | 1 | 1 | 1 | 1 | 1
4957 | 2023-07-26 12:00 | 7 | 1 | 1 | 1 | 1 | 1
4958 | 2023-07-26 13:00 | 7 | 1 | 1 | 1 | 1 | 1
4959 | 2023-07-26 14:00 | 7 | 1 | 1 | 1 | 1 | 1
4960 | 2023-07-26 15:00 | 7 | 1 | 1 | 1 | 1 | 1
4961 | 2023-07-26 16:00 | 7 | 1 | 1 | 1 | 1 | 1
4962 | 2023-07-26 17:00 | 7 | 1 | 1 | 1 | 1 | 1
4963 | 2023-07-26 18:00 | 7 | 1 | 1 | 1 | 1 | 1
4964 | 2023-07-26 19:00 | 7 | 1 | 1 | 1 | 1 | 1
4965 | 2023-07-26 20:00 | 7 | 1 | 1 | 1 | 1 | 1
4966 | 2023-07-26 21:00 | 7 | 1 | 1 | 1 | 1 | 1
4967 | 2023-07-26 22:00 | 7 | 1 | 1 | 1 | 1 | 1
4968 | 2023-07-26 23:00 | 7 | 1 | 1 | 1 | 1 | 1
4969 | 2023-07-26 | 7 | 1 | 1 | 1 | 1 | 1
4970 | 2023-07-27 01:00 | 7 | 1 | 1 | 1 | 1 | 1
4971 | 2023-07-27 02:00 | 7 | 1 | 1 | 1 | 1 | 1
4972 | 2023-07-27 03:00 | 7 | 1 | 1 | 1 | 1 | 1
4973 | 2023-07-27 04:00 | 7 | 1 | 1 | 1 | 1 | 1
4974 | 2023-07-27 05:00 | 7 | 1 | 1 | 1 | 1 | 1
4975 | 2023-07-27 06:00 | 7 | 1 | 1 | 1 | 1 | 1
4976 | 2023-07-27 07:00 | 7 | 1 | 1 | 1 | 1 | 1
4977 | 2023-07-27 08:00 | 7 | 1 | 1 | 1 | 1 | 1
4978 | 2023-07-27 09:00 | 7 | 1 | 1 | 1 | 1 | 1
4979 | 2023-07-27 10:00 | 7 | 1 | 1 | 1 | 1 | 1
4980 | 2023-07-27 11:00 | 7 | 1 | 1 | 1 | 1 | 1
4981 | 2023-07-27 12:00 | 7 | 1 | 1 | 1 | 1 | 1
4982 | 2023-07-27 13:00 | 7 | 1 | 1 | 1 | 1 | 1
4983 | 2023-07-27 14:00 | 7 | 1 | 1 | 1 | 1 | 1
4984 | 2023-07-27 15:00 | 7 | 1 | 1 | 1 | 1 | 1
4985 | 2023-07-27 16:00 | 7 | 1 | 1 | 1 | 1 | 1
4986 | 2023-07-27 17:00 | 7 | 1 | 1 | 1 | 1 | 1
4987 | 2023-07-27 18:00 | 7 | 1 | 1 | 1 | 1 | 1
4988 | 2023-07-27 19:00 | 7 | 1 | 1 | 1 | 1 | 1
4989 | 2023-07-27 20:00 | 7 | 1 | 1 | 1 | 1 | 1
4990 | 2023-07-27 21:00 | 7 | 1 | 1 | 1 | 1 | 1
4991 | 2023-07-27 22:00 | 7 | 1 | 1 | 1 | 1 | 1
4992 | 2023-07-27 23:00 | 7 | 1 | 1 | 1 | 1 | 1
4993 | 2023-07-27 | 7 | 1 | 1 | 1 | 1 | 1
4994 | 2023-07-28 01:00 | 7 | 1 | 1 | 1 | 1 | 1
4995 | 2023-07-28 02:00 | 7 | 1 | 1 | 1 | 1 | 1
4996 | 2023-07-28 03:00 | 7 | 1 | 1 | 1 | 1 | 1
4997 | 2023-07-28 04:00 | 7 | 1 | 1 | 1 | 1 | 1
4998 | 2023-07-28 05:00 | 7 | 1 | 1 | 1 | 1 | 1
4999 | 2023-07-28 06:00 | 7 | 1 | 1 | 1 | 1 | 1
5000 | 2023-07-28 07:00 | 7 | 1 | 1 | 1 | 1 | 1
5001 | 2023-07-28 08:00 | 7 | 1 | 1 | 1 | 1 | 1
5002 | 2023-07-28 09:00 | 7 | 1 | 1 | 1 | 1 | 1
5003 | 2023-07-28 10:00 | 7 | 1 | 1 | 1 | 1 | 1
5004 | 2023-07-28 11:00 | 7 | 1 | 1 | 1 | 1 | 1
5005 | 2023-07-28 12:00 | 7 | 1 | 1 | 1 | 1 | 1
5006 | 2023-07-28 13:00 | 7 | 1 | 1 | 1 | 1 | 1
5007 | 2023-07-28 14:00 | 7 | 1 | 1 | 1 | 1 | 1
5008 | 2023-07-28 15:00 | 7 | 1 | 1 | 1 | 1 | 1
5009 | 2023-07-28 16:00 | 7 | 1 | 1 | 1 | 1 | 1
5010 | 2023-07-28 17:00 | 7 | 1 | 1 | 1 | 1 | 1
5011 | 2023-07-28 18:00 | 7 | 1 | 1 | 1 | 1 | 1
5012 | 2023-07-28 19:00 | 7 | 1 | 1 | 1 | 1 | 1
5013 | 2023-07-28 20:00 | 7 | 1 | 1 | 1 | 1 | 1
5014 | 2023-07-28 21:00 | 7 | 1 | 1 | 1 | 1 | 1
5015 | 2023-07-28 22:00 | 7 | 1 | 1 | 1 | 1 | 1
5016 | 2023-07-28 23:00 | 7 | 1 | 1 | 1 | 1 | 1
5017 | 2023-07-28 | 7 | 1 | 1 | 1 | 1 | 1
5018 | 2023-07-29 01:00 | 7 | 1 | 1 | 1 | 1 | 1
5019 | 2023-07-29 02:00 | 7 | 1 | 1 | 1 | 1 | 1
5020 | 2023-07-29 03:00 | 7 | 1 | 1 | 1 | 1 | 1
5021 | 2023-07-29 04:00 | 7 | 1 | 1 | 1 | 1 | 1
5022 | 2023-07-29 05:00 | 7 | 1 | 1 | 1 | 1 | 1
5023 | 2023-07-29 06:00 | 7 | 1 | 1 | 1 | 1 | 1
5024 | 2023-07-29 07:00 | 7 | 1 | 1 | 1 | 1 | 1
5025 | 2023-07-29 08:00 | 7 | 1 | 1 | 1 | 1 | 1
5026 | 2023-07-29 09:00 | 7 | 1 | 1 | 1 | 1 | 1
5027 | 2023-07-29 10:00 | 7 | 1 | 1 | 1 | 1 | 1
5028 | 2023-07-29 11:00 | 7 | 1 | 1 | 1 | 1 | 1
5029 | 2023-07-29 12:00 | 7 | 1 | 1 | 1 | 1 | 1
5030 | 2023-07-29 13:00 | 7 | 1 | 1 | 1 | 1 | 1
5031 | 2023-07-29 14:00 | 7 | 1 | 1 | 1 | 1 | 1
5032 | 2023-07-29 15:00 | 7 | 1 | 1 | 1 | 1 | 1
5033 | 2023-07-29 16:00 | 7 | 1 | 1 | 1 | 1 | 1
5034 | 2023-07-29 17:00 | 7 | 1 | 1 | 1 | 1 | 1
5035 | 2023-07-29 18:00 | 7 | 1 | 1 | 1 | 1 | 1
5036 | 2023-07-29 19:00 | 7 | 1 | 1 | 1 | 1 | 1
5037 | 2023-07-29 20:00 | 7 | 1 | 1 | 1 | 1 | 1
5038 | 2023-07-29 21:00 | 7 | 1 | 1 | 1 | 1 | 1
5039 | 2023-07-29 22:00 | 7 | 1 | 1 | 1 | 1 | 1
5040 | 2023-07-29 23:00 | 7 | 1 | 1 | 1 | 1 | 1
5041 | 2023-07-29 | 7 | 1 | 1 | 1 | 1 | 1
5042 | 2023-07-30 01:00 | 7 | 1 | 1 | 1 | 1 | 1
5043 | 2023-07-30 02:00 | 7 | 1 | 1 | 1 | 1 | 1
5044 | 2023-07-30 03:00 | 7 | 1 | 1 | 1 | 1 | 1
5045 | 2023-07-30 04:00 | 7 | 1 | 1 | 1 | 1 | 1
5046 | 2023-07-30 05:00 | 7 | 1 | 1 | 1 | 1 | 1
5047 | 2023-07-30 06:00 | 7 | 1 | 1 | 1 | 1 | 1
5048 | 2023-07-30 07:00 | 7 | 1 | 1 | 1 | 1 | 1
5049 | 2023-07-30 08:00 | 7 | 1 | 1 | 1 | 1 | 1
5050 | 2023-07-30 09:00 | 7 | 1 | 1 | 1 | 1 | 1
5051 | 2023-07-30 10:00 | 7 | 1 | 1 | 1 | 1 | 1
5052 | 2023-07-30 11:00 | 7 | 1 | 1 | 1 | 1 | 1
5053 | 2023-07-30 12:00 | 7 | 1 | 1 | 1 | 1 | 1
5054 | 2023-07-30 13:00 | 7 | 1 | 1 | 1 | 1 | 1
5055 | 2023-07-30 14:00 | 7 | 1 | 1 | 1 | 1 | 1
5056 | 2023-07-30 15:00 | 7 | 1 | 1 | 1 | 1 | 1
5057 | 2023-07-30 16:00 | 7 | 1 | 1 | 1 | 1 | 1
5058 | 2023-07-30 17:00 | 7 | 1 | 1 | 1 | 1 | 1
5059 | 2023-07-30 18:00 | 7 | 1 | 1 | 1 | 1 | 1
5060 | 2023-07-30 19:00 | 7 | 1 | 1 | 1 | 1 | 1
5061 | 2023-07-30 20:00 | 7 | 1 | 1 | 1 | 1 | 1
5062 | 2023-07-30 21:00 | 7 | 1 | 1 | 1 | 1 | 1
5063 | 2023-07-30 22:00 | 7 | 1 | 1 | 1 | 1 | 1
5064 | 2023-07-30 23:00 | 7 | 1 | 1 | 1 | 1 | 1
5065 | 2023-07-30 | 7 | 1 | 1 | 1 | 1 | 1
5066 | 2023-07-31 01:00 | 7 | 1 | 1 | 1 | 1 | 1
5067 | 2023-07-31 02:00 | 7 | 1 | 1 | 1 | 1 | 1
5068 | 2023-07-31 03:00 | 7 | 1 | 1 | 1 | 1 | 1
5069 | 2023-07-31 04:00 | 7 | 1 | 1 | 1 | 1 | 1
5070 | 2023-07-31 05:00 | 7 | 1 | 1 | 1 | 1 | 1
5071 | 2023-07-31 06:00 | 7 | 1 | 1 | 1 | 1 | 1
5072 | 2023-07-31 07:00 | 7 | 1 | 1 | 1 | 1 | 1
5073 | 2023-07-31 08:00 | 7 | 1 | 1 | 1 | 1 | 1
5074 | 2023-07-31 09:00 | 7 | 1 | 1 | 1 | 1 | 1
5075 | 2023-07-31 10:00 | 7 | 1 | 1 | 1 | 1 | 1
5076 | 2023-07-31 11:00 | 7 | 1 | 1 | 1 | 1 | 1
5077 | 2023-07-31 12:00 | 7 | 1 | 1 | 1 | 1 | 1
5078 | 2023-07-31 13:00 | 7 | 1 | 1 | 1 | 1 | 1
5079 | 2023-07-31 14:00 | 7 | 1 | 1 | 1 | 1 | 1
5080 | 2023-07-31 15:00 | 7 | 1 | 1 | 1 | 1 | 1
5081 | 2023-07-31 16:00 | 7 | 1 | 1 | 1 | 1 | 1
5082 | 2023-07-31 17:00 | 7 | 1 | 1 | 1 | 1 | 1
5083 | 2023-07-31 18:00 | 7 | 1 | 1 | 1 | 1 | 1
5084 | 2023-07-31 19:00 | 7 | 1 | 1 | 1 | 1 | 1
5085 | 2023-07-31 20:00 | 7 | 1 | 1 | 1 | 1 | 1
5086 | 2023-07-31 21:00 | 7 | 1 | 1 | 1 | 1 | 1
5087 | 2023-07-31 22:00 | 7 | 1 | 1 | 1 | 1 | 1
5088 | 2023-07-31 23:00 | 7 | 1 | 1 | 1 | 1 | 1
5089 | 2023-07-31 | 7 | 1 | 1 | 1 | 1 | 1
5090 | 2023-08-01 01:00 | 8 | 1 | 1 | 1 | 1 | 1
5091 | 2023-08-01 02:00 | 8 | 1 | 1 | 1 | 1 | 1
5092 | 2023-08-01 03:00 | 8 | 1 | 1 | 1 | 1 | 1
5093 | 2023-08-01 04:00 | 8 | 1 | 1 | 1 | 1 | 1
5094 | 2023-08-01 05:00 | 8 | 1 | 1 | 1 | 1 | 1
5095 | 2023-08-01 06:00 | 8 | 1 | 1 | 1 | 1 | 1
5096 | 2023-08-01 07:00 | 8 | 1 | 1 | 1 | 1 | 1
5097 | 2023-08-01 08:00 | 8 | 1 | 1 | 1 | 1 | 1
5098 | 2023-08-01 09:00 | 8 | 1 | 1 | 1 | 1 | 1
5099 | 2023-08-01 10:00 | 8 | 1 | 1 | 1 | 1 | 1
5100 | 2023-08-01 11:00 | 8 | 1 | 1 | 1 | 1 | 1
5101 | 2023-08-01 12:00 | 8 | 1 | 1 | 1 | 1 | 1
5102 | 2023-08-01 13:00 | 8 | 1 | 1 | 1 | 1 | 1
5103 | 2023-08-01 14:00 | 8 | 1 | 1 | 1 | 1 | 1
5104 | 2023-08-01 15:00 | 8 | 1 | 1 | 1 | 1 | 1
5105 | 2023-08-01 16:00 | 8 | 1 | 1 | 1 | 1 | 1
5106 | 2023-08-01 17:00 | 8 | 1 | 1 | 1 | 1 | 1
5107 | 2023-08-01 18:00 | 8 | 1 | 1 | 1 | 1 | 1
5108 | 2023-08-01 19:00 | 8 | 1 | 1 | 1 | 1 | 1
5109 | 2023-08-01 20:00 | 8 | 1 | 1 | 1 | 1 | 1
5110 | 2023-08-01 21:00 | 8 | 1 | 1 | 1 | 1 | 1
5111 | 2023-08-01 22:00 | 8 | 1 | 1 | 1 | 1 | 1
5112 | 2023-08-01 23:00 | 8 | 1 | 1 | 1 | 1 | 1
5113 | 2023-08-01 | 8 | 1 | 1 | 1 | 1 | 1
5114 | 2023-08-02 01:00 | 8 | 1 | 1 | 1 | 1 | 1
5115 | 2023-08-02 02:00 | 8 | 1 | 1 | 1 | 1 | 1
5116 | 2023-08-02 03:00 | 8 | 1 | 1 | 1 | 1 | 1
5117 | 2023-08-02 04:00 | 8 | 1 | 1 | 1 | 1 | 1
5118 | 2023-08-02 05:00 | 8 | 1 | 1 | 1 | 1 | 1
5119 | 2023-08-02 06:00 | 8 | 1 | 1 | 1 | 1 | 1
5120 | 2023-08-02 07:00 | 8 | 1 | 1 | 1 | 1 | 1
5121 | 2023-08-02 08:00 | 8 | 1 | 1 | 1 | 1 | 1
5122 | 2023-08-02 09:00 | 8 | 1 | 1 | 1 | 1 | 1
5123 | 2023-08-02 10:00 | 8 | 1 | 1 | 1 | 1 | 1
5124 | 2023-08-02 11:00 | 8 | 1 | 1 | 1 | 1 | 1
5125 | 2023-08-02 12:00 | 8 | 1 | 1 | 1 | 1 | 1
5126 | 2023-08-02 13:00 | 8 | 1 | 1 | 1 | 1 | 1
5127 | 2023-08-02 14:00 | 8 | 1 | 1 | 1 | 1 | 1
5128 | 2023-08-02 15:00 | 8 | 1 | 1 | 1 | 1 | 1
5129 | 2023-08-02 16:00 | 8 | 1 | 1 | 1 | 1 | 1
5130 | 2023-08-02 17:00 | 8 | 1 | 1 | 1 | 1 | 1
5131 | 2023-08-02 18:00 | 8 | 1 | 1 | 1 | 1 | 1
5132 | 2023-08-02 19:00 | 8 | 1 | 1 | 1 | 1 | 1
5133 | 2023-08-02 20:00 | 8 | 1 | 1 | 1 | 1 | 1
5134 | 2023-08-02 21:00 | 8 | 1 | 1 | 1 | 1 | 1
5135 | 2023-08-02 22:00 | 8 | 1 | 1 | 1 | 1 | 1
5136 | 2023-08-02 23:00 | 8 | 1 | 1 | 1 | 1 | 1
5137 | 2023-08-02 | 8 | 1 | 1 | 1 | 1 | 1
5138 | 2023-08-03 01:00 | 8 | 1 | 1 | 1 | 1 | 1
5139 | 2023-08-03 02:00 | 8 | 1 | 1 | 1 | 1 | 1
5140 | 2023-08-03 03:00 | 8 | 1 | 1 | 1 | 1 | 1
5141 | 2023-08-03 04:00 | 8 | 1 | 1 | 1 | 1 | 1
5142 | 2023-08-03 05:00 | 8 | 1 | 1 | 1 | 1 | 1
5143 | 2023-08-03 06:00 | 8 | 1 | 1 | 1 | 1 | 1
5144 | 2023-08-03 07:00 | 8 | 1 | 1 | 1 | 1 | 1
5145 | 2023-08-03 08:00 | 8 | 1 | 1 | 1 | 1 | 1
5146 | 2023-08-03 09:00 | 8 | 1 | 1 | 1 | 1 | 1
5147 | 2023-08-03 10:00 | 8 | 1 | 1 | 1 | 1 | 1
5148 | 2023-08-03 11:00 | 8 | 1 | 1 | 1 | 1 | 1
5149 | 2023-08-03 12:00 | 8 | 1 | 1 | 1 | 1 | 1
5150 | 2023-08-03 13:00 | 8 | 1 | 1 | 1 | 1 | 1
5151 | 2023-08-03 14:00 | 8 | 1 | 1 | 1 | 1 | 1
5152 | 2023-08-03 15:00 | 8 | 1 | 1 | 1 | 1 | 1
5153 | 2023-08-03 16:00 | 8 | 1 | 1 | 1 | 1 | 1
5154 | 2023-08-03 17:00 | 8 | 1 | 1 | 1 | 1 | 1
5155 | 2023-08-03 18:00 | 8 | 1 | 1 | 1 | 1 | 1
5156 | 2023-08-03 19:00 | 8 | 1 | 1 | 1 | 1 | 1
5157 | 2023-08-03 20:00 | 8 | 1 | 1 | 1 | 1 | 1
5158 | 2023-08-03 21:00 | 8 | 1 | 1 | 1 | 1 | 1
5159 | 2023-08-03 22:00 | 8 | 1 | 1 | 1 | 1 | 1
5160 | 2023-08-03 23:00 | 8 | 1 | 1 | 1 | 1 | 1
5161 | 2023-08-03 | 8 | 1 | 1 | 1 | 1 | 1
5162 | 2023-08-04 01:00 | 8 | 1 | 1 | 1 | 1 | 1
5163 | 2023-08-04 02:00 | 8 | 1 | 1 | 1 | 1 | 1
5164 | 2023-08-04 03:00 | 8 | 1 | 1 | 1 | 1 | 1
5165 | 2023-08-04 04:00 | 8 | 1 | 1 | 1 | 1 | 1
5166 | 2023-08-04 05:00 | 8 | 1 | 1 | 1 | 1 | 1
5167 | 2023-08-04 06:00 | 8 | 1 | 1 | 1 | 1 | 1
5168 | 2023-08-04 07:00 | 8 | 1 | 1 | 1 | 1 | 1
5169 | 2023-08-04 08:00 | 8 | 1 | 1 | 1 | 1 | 1
5170 | 2023-08-04 09:00 | 8 | 1 | 1 | 1 | 1 | 1
5171 | 2023-08-04 10:00 | 8 | 1 | 1 | 1 | 1 | 1
5172 | 2023-08-04 11:00 | 8 | 1 | 1 | 1 | 1 | 1
5173 | 2023-08-04 12:00 | 8 | 1 | 1 | 1 | 1 | 1
5174 | 2023-08-04 13:00 | 8 | 1 | 1 | 1 | 1 | 1
5175 | 2023-08-04 14:00 | 8 | 1 | 1 | 1 | 1 | 1
5176 | 2023-08-04 15:00 | 8 | 1 | 1 | 1 | 1 | 1
5177 | 2023-08-04 16:00 | 8 | 1 | 1 | 1 | 1 | 1
5178 | 2023-08-04 17:00 | 8 | 1 | 1 | 1 | 1 | 1
5179 | 2023-08-04 18:00 | 8 | 1 | 1 | 1 | 1 | 1
5180 | 2023-08-04 19:00 | 8 | 1 | 1 | 1 | 1 | 1
5181 | 2023-08-04 20:00 | 8 | 1 | 1 | 1 | 1 | 1
5182 | 2023-08-04 21:00 | 8 | 1 | 1 | 1 | 1 | 1
5183 | 2023-08-04 22:00 | 8 | 1 | 1 | 1 | 1 | 1
5184 | 2023-08-04 23:00 | 8 | 1 | 1 | 1 | 1 | 1
5185 | 2023-08-04 | 8 | 1 | 1 | 1 | 1 | 1
5186 | 2023-08-05 01:00 | 8 | 1 | 1 | 1 | 1 | 1
5187 | 2023-08-05 02:00 | 8 | 1 | 1 | 1 | 1 | 1
5188 | 2023-08-05 03:00 | 8 | 1 | 1 | 1 | 1 | 1
5189 | 2023-08-05 04:00 | 8 | 1 | 1 | 1 | 1 | 1
5190 | 2023-08-05 05:00 | 8 | 1 | 1 | 1 | 1 | 1
5191 | 2023-08-05 06:00 | 8 | 1 | 1 | 1 | 1 | 1
5192 | 2023-08-05 07:00 | 8 | 1 | 1 | 1 | 1 | 1
5193 | 2023-08-05 08:00 | 8 | 1 | 1 | 1 | 1 | 1
5194 | 2023-08-05 09:00 | 8 | 1 | 1 | 1 | 1 | 1
5195 | 2023-08-05 10:00 | 8 | 1 | 1 | 1 | 1 | 1
5196 | 2023-08-05 11:00 | 8 | 1 | 1 | 1 | 1 | 1
5197 | 2023-08-05 12:00 | 8 | 1 | 1 | 1 | 1 | 1
5198 | 2023-08-05 13:00 | 8 | 1 | 1 | 1 | 1 | 1
5199 | 2023-08-05 14:00 | 8 | 1 | 1 | 1 | 1 | 1
5200 | 2023-08-05 15:00 | 8 | 1 | 1 | 1 | 1 | 1
5201 | 2023-08-05 16:00 | 8 | 1 | 1 | 1 | 1 | 1
5202 | 2023-08-05 17:00 | 8 | 1 | 1 | 1 | 1 | 1
5203 | 2023-08-05 18:00 | 8 | 1 | 1 | 1 | 1 | 1
5204 | 2023-08-05 19:00 | 8 | 1 | 1 | 1 | 1 | 1
5205 | 2023-08-05 20:00 | 8 | 1 | 1 | 1 | 1 | 1
5206 | 2023-08-05 21:00 | 8 | 1 | 1 | 1 | 1 | 1
5207 | 2023-08-05 22:00 | 8 | 1 | 1 | 1 | 1 | 1
5208 | 2023-08-05 23:00 | 8 | 1 | 1 | 1 | 1 | 1
5209 | 2023-08-05 | 8 | 1 | 1 | 1 | 1 | 1
5210 | 2023-08-06 01:00 | 8 | 1 | 1 | 1 | 1 | 1
5211 | 2023-08-06 02:00 | 8 | 1 | 1 | 1 | 1 | 1
5212 | 2023-08-06 03:00 | 8 | 1 | 1 | 1 | 1 | 1
5213 | 2023-08-06 04:00 | 8 | 1 | 1 | 1 | 1 | 1
5214 | 2023-08-06 05:00 | 8 | 1 | 1 | 1 | 1 | 1
5215 | 2023-08-06 06:00 | 8 | 1 | 1 | 1 | 1 | 1
5216 | 2023-08-06 07:00 | 8 | 1 | 1 | 1 | 1 | 1
5217 | 2023-08-06 08:00 | 8 | 1 | 1 | 1 | 1 | 1
5218 | 2023-08-06 09:00 | 8 | 1 | 1 | 1 | 1 | 1
5219 | 2023-08-06 10:00 | 8 | 1 | 1 | 1 | 1 | 1
5220 | 2023-08-06 11:00 | 8 | 1 | 1 | 1 | 1 | 1
5221 | 2023-08-06 12:00 | 8 | 1 | 1 | 1 | 1 | 1
5222 | 2023-08-06 13:00 | 8 | 1 | 1 | 1 | 1 | 1
5223 | 2023-08-06 14:00 | 8 | 1 | 1 | 1 | 1 | 1
5224 | 2023-08-06 15:00 | 8 | 1 | 1 | 1 | 1 | 1
5225 | 2023-08-06 16:00 | 8 | 1 | 1 | 1 | 1 | 1
5226 | 2023-08-06 17:00 | 8 | 1 | 1 | 1 | 1 | 1
5227 | 2023-08-06 18:00 | 8 | 1 | 1 | 1 | 1 | 1
5228 | 2023-08-06 19:00 | 8 | 1 | 1 | 1 | 1 | 1
5229 | 2023-08-06 20:00 | 8 | 1 | 1 | 1 | 1 | 1
5230 | 2023-08-06 21:00 | 8 | 1 | 1 | 1 | 1 | 1
5231 | 2023-08-06 22:00 | 8 | 1 | 1 | 1 | 1 | 1
5232 | 2023-08-06 23:00 | 8 | 1 | 1 | 1 | 1 | 1
5233 | 2023-08-06 | 8 | 1 | 1 | 1 | 1 | 1
5234 | 2023-08-07 01:00 | 8 | 1 | 1 | 1 | 1 | 1
5235 | 2023-08-07 02:00 | 8 | 1 | 1 | 1 | 1 | 1
5236 | 2023-08-07 03:00 | 8 | 1 | 1 | 1 | 1 | 1
5237 | 2023-08-07 04:00 | 8 | 1 | 1 | 1 | 1 | 1
5238 | 2023-08-07 05:00 | 8 | 1 | 1 | 1 | 1 | 1
5239 | 2023-08-07 06:00 | 8 | 1 | 1 | 1 | 1 | 1
5240 | 2023-08-07 07:00 | 8 | 1 | 1 | 1 | 1 | 1
5241 | 2023-08-07 08:00 | 8 | 1 | 1 | 1 | 1 | 1
5242 | 2023-08-07 09:00 | 8 | 1 | 1 | 1 | 1 | 1
5243 | 2023-08-07 10:00 | 8 | 1 | 1 | 1 | 1 | 1
5244 | 2023-08-07 11:00 | 8 | 1 | 1 | 1 | 1 | 1
5245 | 2023-08-07 12:00 | 8 | 1 | 1 | 1 | 1 | 1
5246 | 2023-08-07 13:00 | 8 | 1 | 1 | 1 | 1 | 1
5247 | 2023-08-07 14:00 | 8 | 1 | 1 | 1 | 1 | 1
5248 | 2023-08-07 15:00 | 8 | 1 | 1 | 1 | 1 | 1
5249 | 2023-08-07 16:00 | 8 | 1 | 1 | 1 | 1 | 1
5250 | 2023-08-07 17:00 | 8 | 1 | 1 | 1 | 1 | 1
5251 | 2023-08-07 18:00 | 8 | 1 | 1 | 1 | 1 | 1
5252 | 2023-08-07 19:00 | 8 | 1 | 1 | 1 | 1 | 1
5253 | 2023-08-07 20:00 | 8 | 1 | 1 | 1 | 1 | 1
5254 | 2023-08-07 21:00 | 8 | 1 | 1 | 1 | 1 | 1
5255 | 2023-08-07 22:00 | 8 | 1 | 1 | 1 | 1 | 1
5256 | 2023-08-07 23:00 | 8 | 1 | 1 | 1 | 1 | 1
5257 | 2023-08-07 | 8 | 1 | 1 | 1 | 1 | 1
5258 | 2023-08-08 01:00 | 8 | 1 | 1 | 1 | 1 | 1
5259 | 2023-08-08 02:00 | 8 | 1 | 1 | 1 | 1 | 1
5260 | 2023-08-08 03:00 | 8 | 1 | 1 | 1 | 1 | 1
5261 | 2023-08-08 04:00 | 8 | 1 | 1 | 1 | 1 | 1
5262 | 2023-08-08 05:00 | 8 | 1 | 1 | 1 | 1 | 1
5263 | 2023-08-08 06:00 | 8 | 1 | 1 | 1 | 1 | 1
5264 | 2023-08-08 07:00 | 8 | 1 | 1 | 1 | 1 | 1
5265 | 2023-08-08 08:00 | 8 | 1 | 1 | 1 | 1 | 1
5266 | 2023-08-08 09:00 | 8 | 1 | 1 | 1 | 1 | 1
5267 | 2023-08-08 10:00 | 8 | 1 | 1 | 1 | 1 | 1
5268 | 2023-08-08 11:00 | 8 | 1 | 1 | 1 | 1 | 1
5269 | 2023-08-08 12:00 | 8 | 1 | 1 | 1 | 1 | 1
5270 | 2023-08-08 13:00 | 8 | 1 | 1 | 1 | 1 | 1
5271 | 2023-08-08 14:00 | 8 | 1 | 1 | 1 | 1 | 1
5272 | 2023-08-08 15:00 | 8 | 1 | 1 | 1 | 1 | 1
5273 | 2023-08-08 16:00 | 8 | 1 | 1 | 1 | 1 | 1
5274 | 2023-08-08 17:00 | 8 | 1 | 1 | 1 | 1 | 1
5275 | 2023-08-08 18:00 | 8 | 1 | 1 | 1 | 1 | 1
5276 | 2023-08-08 19:00 | 8 | 1 | 1 | 1 | 1 | 1
5277 | 2023-08-08 20:00 | 8 | 1 | 1 | 1 | 1 | 1
5278 | 2023-08-08 21:00 | 8 | 1 | 1 | 1 | 1 | 1
5279 | 2023-08-08 22:00 | 8 | 1 | 1 | 1 | 1 | 1
5280 | 2023-08-08 23:00 | 8 | 1 | 1 | 1 | 1 | 1
5281 | 2023-08-08 | 8 | 1 | 1 | 1 | 1 | 1
5282 | 2023-08-09 01:00 | 8 | 1 | 1 | 1 | 1 | 1
5283 | 2023-08-09 02:00 | 8 | 1 | 1 | 1 | 1 | 1
5284 | 2023-08-09 03:00 | 8 | 1 | 1 | 1 | 1 | 1
5285 | 2023-08-09 04:00 | 8 | 1 | 1 | 1 | 1 | 1
5286 | 2023-08-09 05:00 | 8 | 1 | 1 | 1 | 1 | 1
5287 | 2023-08-09 06:00 | 8 | 1 | 1 | 1 | 1 | 1
5288 | 2023-08-09 07:00 | 8 | 1 | 1 | 1 | 1 | 1
5289 | 2023-08-09 08:00 | 8 | 1 | 1 | 1 | 1 | 1
5290 | 2023-08-09 09:00 | 8 | 1 | 1 | 1 | 1 | 1
5291 | 2023-08-09 10:00 | 8 | 1 | 1 | 1 | 1 | 1
5292 | 2023-08-09 11:00 | 8 | 1 | 1 | 1 | 1 | 1
5293 | 2023-08-09 12:00 | 8 | 1 | 1 | 1 | 1 | 1
5294 | 2023-08-09 13:00 | 8 | 1 | 1 | 1 | 1 | 1
5295 | 2023-08-09 14:00 | 8 | 1 | 1 | 1 | 1 | 1
5296 | 2023-08-09 15:00 | 8 | 1 | 1 | 1 | 1 | 1
5297 | 2023-08-09 16:00 | 8 | 1 | 1 | 1 | 1 | 1
5298 | 2023-08-09 17:00 | 8 | 1 | 1 | 1 | 1 | 1
5299 | 2023-08-09 18:00 | 8 | 1 | 1 | 1 | 1 | 1
5300 | 2023-08-09 19:00 | 8 | 1 | 1 | 1 | 1 | 1
5301 | 2023-08-09 20:00 | 8 | 1 | 1 | 1 | 1 | 1
5302 | 2023-08-09 21:00 | 8 | 1 | 1 | 1 | 1 | 1
5303 | 2023-08-09 22:00 | 8 | 1 | 1 | 1 | 1 | 1
5304 | 2023-08-09 23:00 | 8 | 1 | 1 | 1 | 1 | 1
5305 | 2023-08-09 | 8 | 1 | 1 | 1 | 1 | 1
5306 | 2023-08-10 01:00 | 8 | 1 | 1 | 1 | 1 | 1
5307 | 2023-08-10 02:00 | 8 | 1 | 1 | 1 | 1 | 1
5308 | 2023-08-10 03:00 | 8 | 1 | 1 | 1 | 1 | 1
5309 | 2023-08-10 04:00 | 8 | 1 | 1 | 1 | 1 | 1
5310 | 2023-08-10 05:00 | 8 | 1 | 1 | 1 | 1 | 1
5311 | 2023-08-10 06:00 | 8 | 1 | 1 | 1 | 1 | 1
5312 | 2023-08-10 07:00 | 8 | 1 | 1 | 1 | 1 | 1
5313 | 2023-08-10 08:00 | 8 | 1 | 1 | 1 | 1 | 1
5314 | 2023-08-10 09:00 | 8 | 1 | 1 | 1 | 1 | 1
5315 | 2023-08-10 10:00 | 8 | 1 | 1 | 1 | 1 | 1
5316 | 2023-08-10 11:00 | 8 | 1 | 1 | 1 | 1 | 1
5317 | 2023-08-10 12:00 | 8 | 1 | 1 | 1 | 1 | 1
5318 | 2023-08-10 13:00 | 8 | 1 | 1 | 1 | 1 | 1
5319 | 2023-08-10 14:00 | 8 | 1 | 1 | 1 | 1 | 1
5320 | 2023-08-10 15:00 | 8 | 1 | 1 | 1 | 1 | 1
5321 | 2023-08-10 16:00 | 8 | 1 | 1 | 1 | 1 | 1
5322 | 2023-08-10 17:00 | 8 | 1 | 1 | 1 | 1 | 1
5323 | 2023-08-10 18:00 | 8 | 1 | 1 | 1 | 1 | 1
5324 | 2023-08-10 19:00 | 8 | 1 | 1 | 1 | 1 | 1
5325 | 2023-08-10 20:00 | 8 | 1 | 1 | 1 | 1 | 1
5326 | 2023-08-10 21:00 | 8 | 1 | 1 | 1 | 1 | 1
5327 | 2023-08-10 22:00 | 8 | 1 | 1 | 1 | 1 | 1
5328 | 2023-08-10 23:00 | 8 | 1 | 1 | 1 | 1 | 1
5329 | 2023-08-10 | 8 | 1 | 1 | 1 | 1 | 1
5330 | 2023-08-11 01:00 | 8 | 1 | 1 | 1 | 1 | 1
5331 | 2023-08-11 02:00 | 8 | 1 | 1 | 1 | 1 | 1
5332 | 2023-08-11 03:00 | 8 | 1 | 1 | 1 | 1 | 1
5333 | 2023-08-11 04:00 | 8 | 1 | 1 | 1 | 1 | 1
5334 | 2023-08-11 05:00 | 8 | 1 | 1 | 1 | 1 | 1
5335 | 2023-08-11 06:00 | 8 | 1 | 1 | 1 | 1 | 1
5336 | 2023-08-11 07:00 | 8 | 1 | 1 | 1 | 1 | 1
5337 | 2023-08-11 08:00 | 8 | 1 | 1 | 1 | 1 | 1
5338 | 2023-08-11 09:00 | 8 | 1 | 1 | 1 | 1 | 1
5339 | 2023-08-11 10:00 | 8 | 1 | 1 | 1 | 1 | 1
5340 | 2023-08-11 11:00 | 8 | 1 | 1 | 1 | 1 | 1
5341 | 2023-08-11 12:00 | 8 | 1 | 1 | 1 | 1 | 1
5342 | 2023-08-11 13:00 | 8 | 1 | 1 | 1 | 1 | 1
5343 | 2023-08-11 14:00 | 8 | 1 | 1 | 1 | 1 | 1
5344 | 2023-08-11 15:00 | 8 | 1 | 1 | 1 | 1 | 1
5345 | 2023-08-11 16:00 | 8 | 1 | 1 | 1 | 1 | 1
5346 | 2023-08-11 17:00 | 8 | 1 | 1 | 1 | 1 | 1
5347 | 2023-08-11 18:00 | 8 | 1 | 1 | 1 | 1 | 1
5348 | 2023-08-11 19:00 | 8 | 1 | 1 | 1 | 1 | 1
5349 | 2023-08-11 20:00 | 8 | 1 | 1 | 1 | 1 | 1
5350 | 2023-08-11 21:00 | 8 | 1 | 1 | 1 | 1 | 1
5351 | 2023-08-11 22:00 | 8 | 1 | 1 | 1 | 1 | 1
5352 | 2023-08-11 23:00 | 8 | 1 | 1 | 1 | 1 | 1
5353 | 2023-08-11 | 8 | 1 | 1 | 1 | 1 | 1
5354 | 2023-08-12 01:00 | 8 | 1 | 1 | 1 | 1 | 1
5355 | 2023-08-12 02:00 | 8 | 1 | 1 | 1 | 1 | 1
5356 | 2023-08-12 03:00 | 8 | 1 | 1 | 1 | 1 | 1
5357 | 2023-08-12 04:00 | 8 | 1 | 1 | 1 | 1 | 1
5358 | 2023-08-12 05:00 | 8 | 1 | 1 | 1 | 1 | 1
5359 | 2023-08-12 06:00 | 8 | 1 | 1 | 1 | 1 | 1
5360 | 2023-08-12 07:00 | 8 | 1 | 1 | 1 | 1 | 1
5361 | 2023-08-12 08:00 | 8 | 1 | 1 | 1 | 1 | 1
5362 | 2023-08-12 09:00 | 8 | 1 | 1 | 1 | 1 | 1
5363 | 2023-08-12 10:00 | 8 | 1 | 1 | 1 | 1 | 1
5364 | 2023-08-12 11:00 | 8 | 1 | 1 | 1 | 1 | 1
5365 | 2023-08-12 12:00 | 8 | 1 | 1 | 1 | 1 | 1
5366 | 2023-08-12 13:00 | 8 | 1 | 1 | 1 | 1 | 1
5367 | 2023-08-12 14:00 | 8 | 1 | 1 | 1 | 1 | 1
5368 | 2023-08-12 15:00 | 8 | 1 | 1 | 1 | 1 | 1
5369 | 2023-08-12 16:00 | 8 | 1 | 1 | 1 | 1 | 1
5370 | 2023-08-12 17:00 | 8 | 1 | 1 | 1 | 1 | 1
5371 | 2023-08-12 18:00 | 8 | 1 | 1 | 1 | 1 | 1
5372 | 2023-08-12 19:00 | 8 | 1 | 1 | 1 | 1 | 1
5373 | 2023-08-12 20:00 | 8 | 1 | 1 | 1 | 1 | 1
5374 | 2023-08-12 21:00 | 8 | 1 | 1 | 1 | 1 | 1
5375 | 2023-08-12 22:00 | 8 | 1 | 1 | 1 | 1 | 1
5376 | 2023-08-12 23:00 | 8 | 1 | 1 | 1 | 1 | 1
5377 | 2023-08-12 | 8 | 1 | 1 | 1 | 1 | 1
5378 | 2023-08-13 01:00 | 8 | 1 | 1 | 1 | 1 | 1
5379 | 2023-08-13 02:00 | 8 | 1 | 1 | 1 | 1 | 1
5380 | 2023-08-13 03:00 | 8 | 1 | 1 | 1 | 1 | 1
5381 | 2023-08-13 04:00 | 8 | 1 | 1 | 1 | 1 | 1
5382 | 2023-08-13 05:00 | 8 | 1 | 1 | 1 | 1 | 1
5383 | 2023-08-13 06:00 | 8 | 1 | 1 | 1 | 1 | 1
5384 | 2023-08-13 07:00 | 8 | 1 | 1 | 1 | 1 | 1
5385 | 2023-08-13 08:00 | 8 | 1 | 1 | 1 | 1 | 1
5386 | 2023-08-13 09:00 | 8 | 1 | 1 | 1 | 1 | 1
5387 | 2023-08-13 10:00 | 8 | 1 | 1 | 1 | 1 | 1
5388 | 2023-08-13 11:00 | 8 | 1 | 1 | 1 | 1 | 1
5389 | 2023-08-13 12:00 | 8 | 1 | 1 | 1 | 1 | 1
5390 | 2023-08-13 13:00 | 8 | 1 | 1 | 1 | 1 | 1
5391 | 2023-08-13 14:00 | 8 | 1 | 1 | 1 | 1 | 1
5392 | 2023-08-13 15:00 | 8 | 1 | 1 | 1 | 1 | 1
5393 | 2023-08-13 16:00 | 8 | 1 | 1 | 1 | 1 | 1
5394 | 2023-08-13 17:00 | 8 | 1 | 1 | 1 | 1 | 1
5395 | 2023-08-13 18:00 | 8 | 1 | 1 | 1 | 1 | 1
5396 | 2023-08-13 19:00 | 8 | 1 | 1 | 1 | 1 | 1
5397 | 2023-08-13 20:00 | 8 | 1 | 1 | 1 | 1 | 1
5398 | 2023-08-13 21:00 | 8 | 1 | 1 | 1 | 1 | 1
5399 | 2023-08-13 22:00 | 8 | 1 | 1 | 1 | 1 | 1
5400 | 2023-08-13 23:00 | 8 | 1 | 1 | 1 | 1 | 1
5401 | 2023-08-13 | 8 | 1 | 1 | 1 | 1 | 1
5402 | 2023-08-14 01:00 | 8 | 1 | 1 | 1 | 1 | 1
5403 | 2023-08-14 02:00 | 8 | 1 | 1 | 1 | 1 | 1
5404 | 2023-08-14 03:00 | 8 | 1 | 1 | 1 | 1 | 1
5405 | 2023-08-14 04:00 | 8 | 1 | 1 | 1 | 1 | 1
5406 | 2023-08-14 05:00 | 8 | 1 | 1 | 1 | 1 | 1
5407 | 2023-08-14 06:00 | 8 | 1 | 1 | 1 | 1 | 1
5408 | 2023-08-14 07:00 | 8 | 1 | 1 | 1 | 1 | 1
5409 | 2023-08-14 08:00 | 8 | 1 | 1 | 1 | 1 | 1
5410 | 2023-08-14 09:00 | 8 | 1 | 1 | 1 | 1 | 1
5411 | 2023-08-14 10:00 | 8 | 1 | 1 | 1 | 1 | 1
5412 | 2023-08-14 11:00 | 8 | 1 | 1 | 1 | 1 | 1
5413 | 2023-08-14 12:00 | 8 | 1 | 1 | 1 | 1 | 1
5414 | 2023-08-14 13:00 | 8 | 1 | 1 | 1 | 1 | 1
5415 | 2023-08-14 14:00 | 8 | 1 | 1 | 1 | 1 | 1
5416 | 2023-08-14 15:00 | 8 | 1 | 1 | 1 | 1 | 1
5417 | 2023-08-14 16:00 | 8 | 1 | 1 | 1 | 1 | 1
5418 | 2023-08-14 17:00 | 8 | 1 | 1 | 1 | 1 | 1
5419 | 2023-08-14 18:00 | 8 | 1 | 1 | 1 | 1 | 1
5420 | 2023-08-14 19:00 | 8 | 1 | 1 | 1 | 1 | 1
5421 | 2023-08-14 20:00 | 8 | 1 | 1 | 1 | 1 | 1
5422 | 2023-08-14 21:00 | 8 | 1 | 1 | 1 | 1 | 1
5423 | 2023-08-14 22:00 | 8 | 1 | 1 | 1 | 1 | 1
5424 | 2023-08-14 23:00 | 8 | 1 | 1 | 1 | 1 | 1
5425 | 2023-08-14 | 8 | 1 | 1 | 1 | 1 | 1
5426 | 2023-08-15 01:00 | 8 | 1 | 1 | 1 | 1 | 1
5427 | 2023-08-15 02:00 | 8 | 1 | 1 | 1 | 1 | 1
5428 | 2023-08-15 03:00 | 8 | 1 | 1 | 1 | 1 | 1
5429 | 2023-08-15 04:00 | 8 | 1 | 1 | 1 | 1 | 1
5430 | 2023-08-15 05:00 | 8 | 1 | 1 | 1 | 1 | 1
5431 | 2023-08-15 06:00 | 8 | 1 | 1 | 1 | 1 | 1
5432 | 2023-08-15 07:00 | 8 | 1 | 1 | 1 | 1 | 1
5433 | 2023-08-15 08:00 | 8 | 1 | 1 | 1 | 1 | 1
5434 | 2023-08-15 09:00 | 8 | 1 | 1 | 1 | 1 | 1
5435 | 2023-08-15 10:00 | 8 | 1 | 1 | 1 | 1 | 1
5436 | 2023-08-15 11:00 | 8 | 1 | 1 | 1 | 1 | 1
5437 | 2023-08-15 12:00 | 8 | 1 | 1 | 1 | 1 | 1
5438 | 2023-08-15 13:00 | 8 | 1 | 1 | 1 | 1 | 1
5439 | 2023-08-15 14:00 | 8 | 1 | 1 | 1 | 1 | 1
5440 | 2023-08-15 15:00 | 8 | 1 | 1 | 1 | 1 | 1
5441 | 2023-08-15 16:00 | 8 | 1 | 1 | 1 | 1 | 1
5442 | 2023-08-15 17:00 | 8 | 1 | 1 | 1 | 1 | 1
5443 | 2023-08-15 18:00 | 8 | 1 | 1 | 1 | 1 | 1
5444 | 2023-08-15 19:00 | 8 | 1 | 1 | 1 | 1 | 1
5445 | 2023-08-15 20:00 | 8 | 1 | 1 | 1 | 1 | 1
5446 | 2023-08-15 21:00 | 8 | 1 | 1 | 1 | 1 | 1
5447 | 2023-08-15 22:00 | 8 | 1 | 1 | 1 | 1 | 1
5448 | 2023-08-15 23:00 | 8 | 1 | 1 | 1 | 1 | 1
5449 | 2023-08-15 | 8 | 1 | 1 | 1 | 1 | 1
5450 | 2023-08-16 01:00 | 8 | 1 | 1 | 1 | 1 | 1
5451 | 2023-08-16 02:00 | 8 | 1 | 1 | 1 | 1 | 1
5452 | 2023-08-16 03:00 | 8 | 1 | 1 | 1 | 1 | 1
5453 | 2023-08-16 04:00 | 8 | 1 | 1 | 1 | 1 | 1
5454 | 2023-08-16 05:00 | 8 | 1 | 1 | 1 | 1 | 1
5455 | 2023-08-16 06:00 | 8 | 1 | 1 | 1 | 1 | 1
5456 | 2023-08-16 07:00 | 8 | 1 | 1 | 1 | 1 | 1
5457 | 2023-08-16 08:00 | 8 | 1 | 1 | 1 | 1 | 1
5458 | 2023-08-16 09:00 | 8 | 1 | 1 | 1 | 1 | 1
5459 | 2023-08-16 10:00 | 8 | 1 | 1 | 1 | 1 | 1
5460 | 2023-08-16 11:00 | 8 | 1 | 1 | 1 | 1 | 1
5461 | 2023-08-16 12:00 | 8 | 1 | 1 | 1 | 1 | 1
5462 | 2023-08-16 13:00 | 8 | 1 | 1 | 1 | 1 | 1
5463 | 2023-08-16 14:00 | 8 | 1 | 1 | 1 | 1 | 1
5464 | 2023-08-16 15:00 | 8 | 1 | 1 | 1 | 1 | 1
5465 | 2023-08-16 16:00 | 8 | 1 | 1 | 1 | 1 | 1
5466 | 2023-08-16 17:00 | 8 | 1 | 1 | 1 | 1 | 1
5467 | 2023-08-16 18:00 | 8 | 1 | 1 | 1 | 1 | 1
5468 | 2023-08-16 19:00 | 8 | 1 | 1 | 1 | 1 | 1
5469 | 2023-08-16 20:00 | 8 | 1 | 1 | 1 | 1 | 1
5470 | 2023-08-16 21:00 | 8 | 1 | 1 | 1 | 1 | 1
5471 | 2023-08-16 22:00 | 8 | 1 | 1 | 1 | 1 | 1
5472 | 2023-08-16 23:00 | 8 | 1 | 1 | 1 | 1 | 1
5473 | 2023-08-16 | 8 | 1 | 1 | 1 | 1 | 1
5474 | 2023-08-17 01:00 | 8 | 1 | 1 | 1 | 1 | 1
5475 | 2023-08-17 02:00 | 8 | 1 | 1 | 1 | 1 | 1
5476 | 2023-08-17 03:00 | 8 | 1 | 1 | 1 | 1 | 1
5477 | 2023-08-17 04:00 | 8 | 1 | 1 | 1 | 1 | 1
5478 | 2023-08-17 05:00 | 8 | 1 | 1 | 1 | 1 | 1
5479 | 2023-08-17 06:00 | 8 | 1 | 1 | 1 | 1 | 1
5480 | 2023-08-17 07:00 | 8 | 1 | 1 | 1 | 1 | 1
5481 | 2023-08-17 08:00 | 8 | 1 | 1 | 1 | 1 | 1
5482 | 2023-08-17 09:00 | 8 | 1 | 1 | 1 | 1 | 1
5483 | 2023-08-17 10:00 | 8 | 1 | 1 | 1 | 1 | 1
5484 | 2023-08-17 11:00 | 8 | 1 | 1 | 1 | 1 | 1
5485 | 2023-08-17 12:00 | 8 | 1 | 1 | 1 | 1 | 1
5486 | 2023-08-17 13:00 | 8 | 1 | 1 | 1 | 1 | 1
5487 | 2023-08-17 14:00 | 8 | 1 | 1 | 1 | 1 | 1
5488 | 2023-08-17 15:00 | 8 | 1 | 1 | 1 | 1 | 1
5489 | 2023-08-17 16:00 | 8 | 1 | 1 | 1 | 1 | 1
5490 | 2023-08-17 17:00 | 8 | 1 | 1 | 1 | 1 | 1
5491 | 2023-08-17 18:00 | 8 | 1 | 1 | 1 | 1 | 1
5492 | 2023-08-17 19:00 | 8 | 1 | 1 | 1 | 1 | 1
5493 | 2023-08-17 20:00 | 8 | 1 | 1 | 1 | 1 | 1
5494 | 2023-08-17 21:00 | 8 | 1 | 1 | 1 | 1 | 1
5495 | 2023-08-17 22:00 | 8 | 1 | 1 | 1 | 1 | 1
5496 | 2023-08-17 23:00 | 8 | 1 | 1 | 1 | 1 | 1
5497 | 2023-08-17 | 8 | 1 | 1 | 1 | 1 | 1
5498 | 2023-08-18 01:00 | 8 | 1 | 1 | 1 | 1 | 1
5499 | 2023-08-18 02:00 | 8 | 1 | 1 | 1 | 1 | 1
5500 | 2023-08-18 03:00 | 8 | 1 | 1 | 1 | 1 | 1
5501 | 2023-08-18 04:00 | 8 | 1 | 1 | 1 | 1 | 1
5502 | 2023-08-18 05:00 | 8 | 1 | 1 | 1 | 1 | 1
5503 | 2023-08-18 06:00 | 8 | 1 | 1 | 1 | 1 | 1
5504 | 2023-08-18 07:00 | 8 | 1 | 1 | 1 | 1 | 1
5505 | 2023-08-18 08:00 | 8 | 1 | 1 | 1 | 1 | 1
5506 | 2023-08-18 09:00 | 8 | 1 | 1 | 1 | 1 | 1
5507 | 2023-08-18 10:00 | 8 | 1 | 1 | 1 | 1 | 1
5508 | 2023-08-18 11:00 | 8 | 1 | 1 | 1 | 1 | 1
5509 | 2023-08-18 12:00 | 8 | 1 | 1 | 1 | 1 | 1
5510 | 2023-08-18 13:00 | 8 | 1 | 1 | 1 | 1 | 1
5511 | 2023-08-18 14:00 | 8 | 1 | 1 | 1 | 1 | 1
5512 | 2023-08-18 15:00 | 8 | 1 | 1 | 1 | 1 | 1
5513 | 2023-08-18 16:00 | 8 | 1 | 1 | 1 | 1 | 1
5514 | 2023-08-18 17:00 | 8 | 1 | 1 | 1 | 1 | 1
5515 | 2023-08-18 18:00 | 8 | 1 | 1 | 1 | 1 | 1
5516 | 2023-08-18 19:00 | 8 | 1 | 1 | 1 | 1 | 1
5517 | 2023-08-18 20:00 | 8 | 1 | 1 | 1 | 1 | 1
5518 | 2023-08-18 21:00 | 8 | 1 | 1 | 1 | 1 | 1
5519 | 2023-08-18 22:00 | 8 | 1 | 1 | 1 | 1 | 1
5520 | 2023-08-18 23:00 | 8 | 1 | 1 | 1 | 1 | 1
5521 | 2023-08-18 | 8 | 1 | 1 | 1 | 1 | 1
5522 | 2023-08-19 01:00 | 8 | 1 | 1 | 1 | 1 | 1
5523 | 2023-08-19 02:00 | 8 | 1 | 1 | 1 | 1 | 1
5524 | 2023-08-19 03:00 | 8 | 1 | 1 | 1 | 1 | 1
5525 | 2023-08-19 04:00 | 8 | 1 | 1 | 1 | 1 | 1
5526 | 2023-08-19 05:00 | 8 | 1 | 1 | 1 | 1 | 1
5527 | 2023-08-19 06:00 | 8 | 1 | 1 | 1 | 1 | 1
5528 | 2023-08-19 07:00 | 8 | 1 | 1 | 1 | 1 | 1
5529 | 2023-08-19 08:00 | 8 | 1 | 1 | 1 | 1 | 1
5530 | 2023-08-19 09:00 | 8 | 1 | 1 | 1 | 1 | 1
5531 | 2023-08-19 10:00 | 8 | 1 | 1 | 1 | 1 | 1
5532 | 2023-08-19 11:00 | 8 | 1 | 1 | 1 | 1 | 1
5533 | 2023-08-19 12:00 | 8 | 1 | 1 | 1 | 1 | 1
5534 | 2023-08-19 13:00 | 8 | 1 | 1 | 1 | 1 | 1
5535 | 2023-08-19 14:00 | 8 | 1 | 1 | 1 | 1 | 1
5536 | 2023-08-19 15:00 | 8 | 1 | 1 | 1 | 1 | 1
5537 | 2023-08-19 16:00 | 8 | 1 | 1 | 1 | 1 | 1
5538 | 2023-08-19 17:00 | 8 | 1 | 1 | 1 | 1 | 1
5539 | 2023-08-19 18:00 | 8 | 1 | 1 | 1 | 1 | 1
5540 | 2023-08-19 19:00 | 8 | 1 | 1 | 1 | 1 | 1
5541 | 2023-08-19 20:00 | 8 | 1 | 1 | 1 | 1 | 1
5542 | 2023-08-19 21:00 | 8 | 1 | 1 | 1 | 1 | 1
5543 | 2023-08-19 22:00 | 8 | 1 | 1 | 1 | 1 | 1
5544 | 2023-08-19 23:00 | 8 | 1 | 1 | 1 | 1 | 1
5545 | 2023-08-19 | 8 | 1 | 1 | 1 | 1 | 1
5546 | 2023-08-20 01:00 | 8 | 1 | 1 | 1 | 1 | 1
5547 | 2023-08-20 02:00 | 8 | 1 | 1 | 1 | 1 | 1
5548 | 2023-08-20 03:00 | 8 | 1 | 1 | 1 | 1 | 1
5549 | 2023-08-20 04:00 | 8 | 1 | 1 | 1 | 1 | 1
5550 | 2023-08-20 05:00 | 8 | 1 | 1 | 1 | 1 | 1
5551 | 2023-08-20 06:00 | 8 | 1 | 1 | 1 | 1 | 1
5552 | 2023-08-20 07:00 | 8 | 1 | 1 | 1 | 1 | 1
5553 | 2023-08-20 08:00 | 8 | 1 | 1 | 1 | 1 | 1
5554 | 2023-08-20 09:00 | 8 | 1 | 1 | 1 | 1 | 1
5555 | 2023-08-20 10:00 | 8 | 1 | 1 | 1 | 1 | 1
5556 | 2023-08-20 11:00 | 8 | 1 | 1 | 1 | 1 | 1
5557 | 2023-08-20 12:00 | 8 | 1 | 1 | 1 | 1 | 1
5558 | 2023-08-20 13:00 | 8 | 1 | 1 | 1 | 1 | 1
5559 | 2023-08-20 14:00 | 8 | 1 | 1 | 1 | 1 | 1
5560 | 2023-08-20 15:00 | 8 | 1 | 1 | 1 | 1 | 1
5561 | 2023-08-20 16:00 | 8 | 1 | 1 | 1 | 1 | 1
5562 | 2023-08-20 17:00 | 8 | 1 | 1 | 1 | 1 | 1
5563 | 2023-08-20 18:00 | 8 | 1 | 1 | 1 | 1 | 1
5564 | 2023-08-20 19:00 | 8 | 1 | 1 | 1 | 1 | 1
5565 | 2023-08-20 20:00 | 8 | 1 | 1 | 1 | 1 | 1
5566 | 2023-08-20 21:00 | 8 | 1 | 1 | 1 | 1 | 1
5567 | 2023-08-20 22:00 | 8 | 1 | 1 | 1 | 1 | 1
5568 | 2023-08-20 23:00 | 8 | 1 | 1 | 1 | 1 | 1
5569 | 2023-08-20 | 8 | 1 | 1 | 1 | 1 | 1
5570 | 2023-08-21 01:00 | 8 | 1 | 1 | 1 | 1 | 1
5571 | 2023-08-21 02:00 | 8 | 1 | 1 | 1 | 1 | 1
5572 | 2023-08-21 03:00 | 8 | 1 | 1 | 1 | 1 | 1
5573 | 2023-08-21 04:00 | 8 | 1 | 1 | 1 | 1 | 1
5574 | 2023-08-21 05:00 | 8 | 1 | 1 | 1 | 1 | 1
5575 | 2023-08-21 06:00 | 8 | 1 | 1 | 1 | 1 | 1
5576 | 2023-08-21 07:00 | 8 | 1 | 1 | 1 | 1 | 1
5577 | 2023-08-21 08:00 | 8 | 1 | 1 | 1 | 1 | 1
5578 | 2023-08-21 09:00 | 8 | 1 | 1 | 1 | 1 | 1
5579 | 2023-08-21 10:00 | 8 | 1 | 1 | 1 | 1 | 1
5580 | 2023-08-21 11:00 | 8 | 1 | 1 | 1 | 1 | 1
5581 | 2023-08-21 12:00 | 8 | 1 | 1 | 1 | 1 | 1
5582 | 2023-08-21 13:00 | 8 | 1 | 1 | 1 | 1 | 1
5583 | 2023-08-21 14:00 | 8 | 1 | 1 | 1 | 1 | 1
5584 | 2023-08-21 15:00 | 8 | 1 | 1 | 1 | 1 | 1
5585 | 2023-08-21 16:00 | 8 | 1 | 1 | 1 | 1 | 1
5586 | 2023-08-21 17:00 | 8 | 1 | 1 | 1 | 1 | 1
5587 | 2023-08-21 18:00 | 8 | 1 | 1 | 1 | 1 | 1
5588 | 2023-08-21 19:00 | 8 | 1 | 1 | 1 | 1 | 1
5589 | 2023-08-21 20:00 | 8 | 1 | 1 | 1 | 1 | 1
5590 | 2023-08-21 21:00 | 8 | 1 | 1 | 1 | 1 | 1
5591 | 2023-08-21 22:00 | 8 | 1 | 1 | 1 | 1 | 1
5592 | 2023-08-21 23:00 | 8 | 1 | 1 | 1 | 1 | 1
5593 | 2023-08-21 | 8 | 1 | 1 | 1 | 1 | 1
5594 | 2023-08-22 01:00 | 8 | 1 | 1 | 1 | 1 | 1
5595 | 2023-08-22 02:00 | 8 | 1 | 1 | 1 | 1 | 1
5596 | 2023-08-22 03:00 | 8 | 1 | 1 | 1 | 1 | 1
5597 | 2023-08-22 04:00 | 8 | 1 | 1 | 1 | 1 | 1
5598 | 2023-08-22 05:00 | 8 | 1 | 1 | 1 | 1 | 1
5599 | 2023-08-22 06:00 | 8 | 1 | 1 | 1 | 1 | 1
5600 | 2023-08-22 07:00 | 8 | 1 | 1 | 1 | 1 | 1
5601 | 2023-08-22 08:00 | 8 | 1 | 1 | 1 | 1 | 1
5602 | 2023-08-22 09:00 | 8 | 1 | 1 | 1 | 1 | 1
5603 | 2023-08-22 10:00 | 8 | 1 | 1 | 1 | 1 | 1
5604 | 2023-08-22 11:00 | 8 | 1 | 1 | 1 | 1 | 1
5605 | 2023-08-22 12:00 | 8 | 1 | 1 | 1 | 1 | 1
5606 | 2023-08-22 13:00 | 8 | 1 | 1 | 1 | 1 | 1
5607 | 2023-08-22 14:00 | 8 | 1 | 1 | 1 | 1 | 1
5608 | 2023-08-22 15:00 | 8 | 1 | 1 | 1 | 1 | 1
5609 | 2023-08-22 16:00 | 8 | 1 | 1 | 1 | 1 | 1
5610 | 2023-08-22 17:00 | 8 | 1 | 1 | 1 | 1 | 1
5611 | 2023-08-22 18:00 | 8 | 1 | 1 | 1 | 1 | 1
5612 | 2023-08-22 19:00 | 8 | 1 | 1 | 1 | 1 | 1
5613 | 2023-08-22 20:00 | 8 | 1 | 1 | 1 | 1 | 1
5614 | 2023-08-22 21:00 | 8 | 1 | 1 | 1 | 1 | 1
5615 | 2023-08-22 22:00 | 8 | 1 | 1 | 1 | 1 | 1
5616 | 2023-08-22 23:00 | 8 | 1 | 1 | 1 | 1 | 1
5617 | 2023-08-22 | 8 | 1 | 1 | 1 | 1 | 1
5618 | 2023-08-23 01:00 | 8 | 1 | 1 | 1 | 1 | 1
5619 | 2023-08-23 02:00 | 8 | 1 | 1 | 1 | 1 | 1
5620 | 2023-08-23 03:00 | 8 | 1 | 1 | 1 | 1 | 1
5621 | 2023-08-23 04:00 | 8 | 1 | 1 | 1 | 1 | 1
5622 | 2023-08-23 05:00 | 8 | 1 | 1 | 1 | 1 | 1
5623 | 2023-08-23 06:00 | 8 | 1 | 1 | 1 | 1 | 1
5624 | 2023-08-23 07:00 | 8 | 1 | 1 | 1 | 1 | 1
5625 | 2023-08-23 08:00 | 8 | 1 | 1 | 1 | 1 | 1
5626 | 2023-08-23 09:00 | 8 | 1 | 1 | 1 | 1 | 1
5627 | 2023-08-23 10:00 | 8 | 1 | 1 | 1 | 1 | 1
5628 | 2023-08-23 11:00 | 8 | 1 | 1 | 1 | 1 | 1
5629 | 2023-08-23 12:00 | 8 | 1 | 1 | 1 | 1 | 1
5630 | 2023-08-23 13:00 | 8 | 1 | 1 | 1 | 1 | 1
5631 | 2023-08-23 14:00 | 8 | 1 | 1 | 1 | 1 | 1
5632 | 2023-08-23 15:00 | 8 | 1 | 1 | 1 | 1 | 1
5633 | 2023-08-23 16:00 | 8 | 1 | 1 | 1 | 1 | 1
5634 | 2023-08-23 17:00 | 8 | 1 | 1 | 1 | 1 | 1
5635 | 2023-08-23 18:00 | 8 | 1 | 1 | 1 | 1 | 1
5636 | 2023-08-23 19:00 | 8 | 1 | 1 | 1 | 1 | 1
5637 | 2023-08-23 20:00 | 8 | 1 | 1 | 1 | 1 | 1
5638 | 2023-08-23 21:00 | 8 | 1 | 1 | 1 | 1 | 1
5639 | 2023-08-23 22:00 | 8 | 1 | 1 | 1 | 1 | 1
5640 | 2023-08-23 23:00 | 8 | 1 | 1 | 1 | 1 | 1
5641 | 2023-08-23 | 8 | 1 | 1 | 1 | 1 | 1
5642 | 2023-08-24 01:00 | 8 | 1 | 1 | 1 | 1 | 1
5643 | 2023-08-24 02:00 | 8 | 1 | 1 | 1 | 1 | 1
5644 | 2023-08-24 03:00 | 8 | 1 | 1 | 1 | 1 | 1
5645 | 2023-08-24 04:00 | 8 | 1 | 1 | 1 | 1 | 1
5646 | 2023-08-24 05:00 | 8 | 1 | 1 | 1 | 1 | 1
5647 | 2023-08-24 06:00 | 8 | 1 | 1 | 1 | 1 | 1
5648 | 2023-08-24 07:00 | 8 | 1 | 1 | 1 | 1 | 1
5649 | 2023-08-24 08:00 | 8 | 1 | 1 | 1 | 1 | 1
5650 | 2023-08-24 09:00 | 8 | 1 | 1 | 1 | 1 | 1
5651 | 2023-08-24 10:00 | 8 | 1 | 1 | 1 | 1 | 1
5652 | 2023-08-24 11:00 | 8 | 1 | 1 | 1 | 1 | 1
5653 | 2023-08-24 12:00 | 8 | 1 | 1 | 1 | 1 | 1
5654 | 2023-08-24 13:00 | 8 | 1 | 1 | 1 | 1 | 1
5655 | 2023-08-24 14:00 | 8 | 1 | 1 | 1 | 1 | 1
5656 | 2023-08-24 15:00 | 8 | 1 | 1 | 1 | 1 | 1
5657 | 2023-08-24 16:00 | 8 | 1 | 1 | 1 | 1 | 1
5658 | 2023-08-24 17:00 | 8 | 1 | 1 | 1 | 1 | 1
5659 | 2023-08-24 18:00 | 8 | 1 | 1 | 1 | 1 | 1
5660 | 2023-08-24 19:00 | 8 | 1 | 1 | 1 | 1 | 1
5661 | 2023-08-24 20:00 | 8 | 1 | 1 | 1 | 1 | 1
5662 | 2023-08-24 21:00 | 8 | 1 | 1 | 1 | 1 | 1
5663 | 2023-08-24 22:00 | 8 | 1 | 1 | 1 | 1 | 1
5664 | 2023-08-24 23:00 | 8 | 1 | 1 | 1 | 1 | 1
5665 | 2023-08-24 | 8 | 1 | 1 | 1 | 1 | 1
5666 | 2023-08-25 01:00 | 8 | 1 | 1 | 1 | 1 | 1
5667 | 2023-08-25 02:00 | 8 | 1 | 1 | 1 | 1 | 1
5668 | 2023-08-25 03:00 | 8 | 1 | 1 | 1 | 1 | 1
5669 | 2023-08-25 04:00 | 8 | 1 | 1 | 1 | 1 | 1
5670 | 2023-08-25 05:00 | 8 | 1 | 1 | 1 | 1 | 1
5671 | 2023-08-25 06:00 | 8 | 1 | 1 | 1 | 1 | 1
5672 | 2023-08-25 07:00 | 8 | 1 | 1 | 1 | 1 | 1
5673 | 2023-08-25 08:00 | 8 | 1 | 1 | 1 | 1 | 1
5674 | 2023-08-25 09:00 | 8 | 1 | 1 | 1 | 1 | 1
5675 | 2023-08-25 10:00 | 8 | 1 | 1 | 1 | 1 | 1
5676 | 2023-08-25 11:00 | 8 | 1 | 1 | 1 | 1 | 1
5677 | 2023-08-25 12:00 | 8 | 1 | 1 | 1 | 1 | 1
5678 | 2023-08-25 13:00 | 8 | 1 | 1 | 1 | 1 | 1
5679 | 2023-08-25 14:00 | 8 | 1 | 1 | 1 | 1 | 1
5680 | 2023-08-25 15:00 | 8 | 1 | 1 | 1 | 1 | 1
5681 | 2023-08-25 16:00 | 8 | 1 | 1 | 1 | 1 | 1
5682 | 2023-08-25 17:00 | 8 | 1 | 1 | 1 | 1 | 1
5683 | 2023-08-25 18:00 | 8 | 1 | 1 | 1 | 1 | 1
5684 | 2023-08-25 19:00 | 8 | 1 | 1 | 1 | 1 | 1
5685 | 2023-08-25 20:00 | 8 | 1 | 1 | 1 | 1 | 1
5686 | 2023-08-25 21:00 | 8 | 1 | 1 | 1 | 1 | 1
5687 | 2023-08-25 22:00 | 8 | 1 | 1 | 1 | 1 | 1
5688 | 2023-08-25 23:00 | 8 | 1 | 1 | 1 | 1 | 1
5689 | 2023-08-25 | 8 | 1 | 1 | 1 | 1 | 1
5690 | 2023-08-26 01:00 | 8 | 1 | 1 | 1 | 1 | 1
5691 | 2023-08-26 02:00 | 8 | 1 | 1 | 1 | 1 | 1
5692 | 2023-08-26 03:00 | 8 | 1 | 1 | 1 | 1 | 1
5693 | 2023-08-26 04:00 | 8 | 1 | 1 | 1 | 1 | 1
5694 | 2023-08-26 05:00 | 8 | 1 | 1 | 1 | 1 | 1
5695 | 2023-08-26 06:00 | 8 | 1 | 1 | 1 | 1 | 1
5696 | 2023-08-26 07:00 | 8 | 1 | 1 | 1 | 1 | 1
5697 | 2023-08-26 08:00 | 8 | 1 | 1 | 1 | 1 | 1
5698 | 2023-08-26 09:00 | 8 | 1 | 1 | 1 | 1 | 1
5699 | 2023-08-26 10:00 | 8 | 1 | 1 | 1 | 1 | 1
5700 | 2023-08-26 11:00 | 8 | 1 | 1 | 1 | 1 | 1
5701 | 2023-08-26 12:00 | 8 | 1 | 1 | 1 | 1 | 1
5702 | 2023-08-26 13:00 | 8 | 1 | 1 | 1 | 1 | 1
5703 | 2023-08-26 14:00 | 8 | 1 | 1 | 1 | 1 | 1
5704 | 2023-08-26 15:00 | 8 | 1 | 1 | 1 | 1 | 1
5705 | 2023-08-26 16:00 | 8 | 1 | 1 | 1 | 1 | 1
5706 | 2023-08-26 17:00 | 8 | 1 | 1 | 1 | 1 | 1
5707 | 2023-08-26 18:00 | 8 | 1 | 1 | 1 | 1 | 1
5708 | 2023-08-26 19:00 | 8 | 1 | 1 | 1 | 1 | 1
5709 | 2023-08-26 20:00 | 8 | 1 | 1 | 1 | 1 | 1
5710 | 2023-08-26 21:00 | 8 | 1 | 1 | 1 | 1 | 1
5711 | 2023-08-26 22:00 | 8 | 1 | 1 | 1 | 1 | 1
5712 | 2023-08-26 23:00 | 8 | 1 | 1 | 1 | 1 | 1
5713 | 2023-08-26 | 8 | 1 | 1 | 1 | 1 | 1
5714 | 2023-08-27 01:00 | 8 | 1 | 1 | 1 | 1 | 1
5715 | 2023-08-27 02:00 | 8 | 1 | 1 | 1 | 1 | 1
5716 | 2023-08-27 03:00 | 8 | 1 | 1 | 1 | 1 | 1
5717 | 2023-08-27 04:00 | 8 | 1 | 1 | 1 | 1 | 1
5718 | 2023-08-27 05:00 | 8 | 1 | 1 | 1 | 1 | 1
5719 | 2023-08-27 06:00 | 8 | 1 | 1 | 1 | 1 | 1
5720 | 2023-08-27 07:00 | 8 | 1 | 1 | 1 | 1 | 1
5721 | 2023-08-27 08:00 | 8 | 1 | 1 | 1 | 1 | 1
5722 | 2023-08-27 09:00 | 8 | 1 | 1 | 1 | 1 | 1
5723 | 2023-08-27 10:00 | 8 | 1 | 1 | 1 | 1 | 1
5724 | 2023-08-27 11:00 | 8 | 1 | 1 | 1 | 1 | 1
5725 | 2023-08-27 12:00 | 8 | 1 | 1 | 1 | 1 | 1
5726 | 2023-08-27 13:00 | 8 | 1 | 1 | 1 | 1 | 1
5727 | 2023-08-27 14:00 | 8 | 1 | 1 | 1 | 1 | 1
5728 | 2023-08-27 15:00 | 8 | 1 | 1 | 1 | 1 | 1
5729 | 2023-08-27 16:00 | 8 | 1 | 1 | 1 | 1 | 1
5730 | 2023-08-27 17:00 | 8 | 1 | 1 | 1 | 1 | 1
5731 | 2023-08-27 18:00 | 8 | 1 | 1 | 1 | 1 | 1
5732 | 2023-08-27 19:00 | 8 | 1 | 1 | 1 | 1 | 1
5733 | 2023-08-27 20:00 | 8 | 1 | 1 | 1 | 1 | 1
5734 | 2023-08-27 21:00 | 8 | 1 | 1 | 1 | 1 | 1
5735 | 2023-08-27 22:00 | 8 | 1 | 1 | 1 | 1 | 1
5736 | 2023-08-27 23:00 | 8 | 1 | 1 | 1 | 1 | 1
5737 | 2023-08-27 | 8 | 1 | 1 | 1 | 1 | 1
5738 | 2023-08-28 01:00 | 8 | 1 | 1 | 1 | 1 | 1
5739 | 2023-08-28 02:00 | 8 | 1 | 1 | 1 | 1 | 1
5740 | 2023-08-28 03:00 | 8 | 1 | 1 | 1 | 1 | 1
5741 | 2023-08-28 04:00 | 8 | 1 | 1 | 1 | 1 | 1
5742 | 2023-08-28 05:00 | 8 | 1 | 1 | 1 | 1 | 1
5743 | 2023-08-28 06:00 | 8 | 1 | 1 | 1 | 1 | 1
5744 | 2023-08-28 07:00 | 8 | 1 | 1 | 1 | 1 | 1
5745 | 2023-08-28 08:00 | 8 | 1 | 1 | 1 | 1 | 1
5746 | 2023-08-28 09:00 | 8 | 1 | 1 | 1 | 1 | 1
5747 | 2023-08-28 10:00 | 8 | 1 | 1 | 1 | 1 | 1
5748 | 2023-08-28 11:00 | 8 | 1 | 1 | 1 | 1 | 1
5749 | 2023-08-28 12:00 | 8 | 1 | 1 | 1 | 1 | 1
5750 | 2023-08-28 13:00 | 8 | 1 | 1 | 1 | 1 | 1
5751 | 2023-08-28 14:00 | 8 | 1 | 1 | 1 | 1 | 1
5752 | 2023-08-28 15:00 | 8 | 1 | 1 | 1 | 1 | 1
5753 | 2023-08-28 16:00 | 8 | 1 | 1 | 1 | 1 | 1
5754 | 2023-08-28 17:00 | 8 | 1 | 1 | 1 | 1 | 1
5755 | 2023-08-28 18:00 | 8 | 1 | 1 | 1 | 1 | 1
5756 | 2023-08-28 19:00 | 8 | 1 | 1 | 1 | 1 | 1
5757 | 2023-08-28 20:00 | 8 | 1 | 1 | 1 | 1 | 1
5758 | 2023-08-28 21:00 | 8 | 1 | 1 | 1 | 1 | 1
5759 | 2023-08-28 22:00 | 8 | 1 | 1 | 1 | 1 | 1
5760 | 2023-08-28 23:00 | 8 | 1 | 1 | 1 | 1 | 1
5761 | 2023-08-28 | 8 | 1 | 1 | 1 | 1 | 1
5762 | 2023-08-29 01:00 | 8 | 1 | 1 | 1 | 1 | 1
5763 | 2023-08-29 02:00 | 8 | 1 | 1 | 1 | 1 | 1
5764 | 2023-08-29 03:00 | 8 | 1 | 1 | 1 | 1 | 1
5765 | 2023-08-29 04:00 | 8 | 1 | 1 | 1 | 1 | 1
5766 | 2023-08-29 05:00 | 8 | 1 | 1 | 1 | 1 | 1
5767 | 2023-08-29 06:00 | 8 | 1 | 1 | 1 | 1 | 1
5768 | 2023-08-29 07:00 | 8 | 1 | 1 | 1 | 1 | 1
5769 | 2023-08-29 08:00 | 8 | 1 | 1 | 1 | 1 | 1
5770 | 2023-08-29 09:00 | 8 | 1 | 1 | 1 | 1 | 1
5771 | 2023-08-29 10:00 | 8 | 1 | 1 | 1 | 1 | 1
5772 | 2023-08-29 11:00 | 8 | 1 | 1 | 1 | 1 | 1
5773 | 2023-08-29 12:00 | 8 | 1 | 1 | 1 | 1 | 1
5774 | 2023-08-29 13:00 | 8 | 1 | 1 | 1 | 1 | 1
5775 | 2023-08-29 14:00 | 8 | 1 | 1 | 1 | 1 | 1
5776 | 2023-08-29 15:00 | 8 | 1 | 1 | 1 | 1 | 1
5777 | 2023-08-29 16:00 | 8 | 1 | 1 | 1 | 1 | 1
5778 | 2023-08-29 17:00 | 8 | 1 | 1 | 1 | 1 | 1
5779 | 2023-08-29 18:00 | 8 | 1 | 1 | 1 | 1 | 1
5780 | 2023-08-29 19:00 | 8 | 1 | 1 | 1 | 1 | 1
5781 | 2023-08-29 20:00 | 8 | 1 | 1 | 1 | 1 | 1
5782 | 2023-08-29 21:00 | 8 | 1 | 1 | 1 | 1 | 1
5783 | 2023-08-29 22:00 | 8 | 1 | 1 | 1 | 1 | 1
5784 | 2023-08-29 23:00 | 8 | 1 | 1 | 1 | 1 | 1
5785 | 2023-08-29 | 8 | 1 | 1 | 1 | 1 | 1
5786 | 2023-08-30 01:00 | 8 | 1 | 1 | 1 | 1 | 1
5787 | 2023-08-30 02:00 | 8 | 1 | 1 | 1 | 1 | 1
5788 | 2023-08-30 03:00 | 8 | 1 | 1 | 1 | 1 | 1
5789 | 2023-08-30 04:00 | 8 | 1 | 1 | 1 | 1 | 1
5790 | 2023-08-30 05:00 | 8 | 1 | 1 | 1 | 1 | 1
5791 | 2023-08-30 06:00 | 8 | 1 | 1 | 1 | 1 | 1
5792 | 2023-08-30 07:00 | 8 | 1 | 1 | 1 | 1 | 1
5793 | 2023-08-30 08:00 | 8 | 1 | 1 | 1 | 1 | 1
5794 | 2023-08-30 09:00 | 8 | 1 | 1 | 1 | 1 | 1
5795 | 2023-08-30 10:00 | 8 | 1 | 1 | 1 | 1 | 1
5796 | 2023-08-30 11:00 | 8 | 1 | 1 | 1 | 1 | 1
5797 | 2023-08-30 12:00 | 8 | 1 | 1 | 1 | 1 | 1
5798 | 2023-08-30 13:00 | 8 | 1 | 1 | 1 | 1 | 1
5799 | 2023-08-30 14:00 | 8 | 1 | 1 | 1 | 1 | 1
5800 | 2023-08-30 15:00 | 8 | 1 | 1 | 1 | 1 | 1
5801 | 2023-08-30 16:00 | 8 | 1 | 1 | 1 | 1 | 1
5802 | 2023-08-30 17:00 | 8 | 1 | 1 | 1 | 1 | 1
5803 | 2023-08-30 18:00 | 8 | 1 | 1 | 1 | 1 | 1
5804 | 2023-08-30 19:00 | 8 | 1 | 1 | 1 | 1 | 1
5805 | 2023-08-30 20:00 | 8 | 1 | 1 | 1 | 1 | 1
5806 | 2023-08-30 21:00 | 8 | 1 | 1 | 1 | 1 | 1
5807 | 2023-08-30 22:00 | 8 | 1 | 1 | 1 | 1 | 1
5808 | 2023-08-30 23:00 | 8 | 1 | 1 | 1 | 1 | 1
5809 | 2023-08-30 | 8 | 1 | 1 | 1 | 1 | 1
5810 | 2023-08-31 01:00 | 8 | 1 | 1 | 1 | 1 | 1
5811 | 2023-08-31 02:00 | 8 | 1 | 1 | 1 | 1 | 1
5812 | 2023-08-31 03:00 | 8 | 1 | 1 | 1 | 1 | 1
5813 | 2023-08-31 04:00 | 8 | 1 | 1 | 1 | 1 | 1
5814 | 2023-08-31 05:00 | 8 | 1 | 1 | 1 | 1 | 1
5815 | 2023-08-31 06:00 | 8 | 1 | 1 | 1 | 1 | 1
5816 | 2023-08-31 07:00 | 8 | 1 | 1 | 1 | 1 | 1
5817 | 2023-08-31 08:00 | 8 | 1 | 1 | 1 | 1 | 1
5818 | 2023-08-31 09:00 | 8 | 1 | 1 | 1 | 1 | 1
5819 | 2023-08-31 10:00 | 8 | 1 | 1 | 1 | 1 | 1
5820 | 2023-08-31 11:00 | 8 | 1 | 1 | 1 | 1 | 1
5821 | 2023-08-31 12:00 | 8 | 1 | 1 | 1 | 1 | 1
5822 | 2023-08-31 13:00 | 8 | 1 | 1 | 1 | 1 | 1
5823 | 2023-08-31 14:00 | 8 | 1 | 1 | 1 | 1 | 1
5824 | 2023-08-31 15:00 | 8 | 1 | 1 | 1 | 1 | 1
5825 | 2023-08-31 16:00 | 8 | 1 | 1 | 1 | 1 | 1
5826 | 2023-08-31 17:00 | 8 | 1 | 1 | 1 | 1 | 1
5827 | 2023-08-31 18:00 | 8 | 1 | 1 | 1 | 1 | 1
5828 | 2023-08-31 19:00 | 8 | 1 | 1 | 1 | 1 | 1
5829 | 2023-08-31 20:00 | 8 | 1 | 1 | 1 | 1 | 1
5830 | 2023-08-31 21:00 | 8 | 1 | 1 | 1 | 1 | 1
5831 | 2023-08-31 22:00 | 8 | 1 | 1 | 1 | 1 | 1
5832 | 2023-08-31 23:00 | 8 | 1 | 1 | 1 | 1 | 1
5833 | 2023-08-31 | 8 | 1 | 1 | 1 | 1 | 1
5834 | 2023-09-01 01:00 | 9 | 1 | 1 | 1 | 1 | 1
5835 | 2023-09-01 02:00 | 9 | 1 | 1 | 1 | 1 | 1
5836 | 2023-09-01 03:00 | 9 | 1 | 1 | 1 | 1 | 1
5837 | 2023-09-01 04:00 | 9 | 1 | 1 | 1 | 1 | 1
5838 | 2023-09-01 05:00 | 9 | 1 | 1 | 1 | 1 | 1
5839 | 2023-09-01 06:00 | 9 | 1 | 1 | 1 | 1 | 1
5840 | 2023-09-01 07:00 | 9 | 1 | 1 | 1 | 1 | 1
5841 | 2023-09-01 08:00 | 9 | 1 | 1 | 1 | 1 | 1
5842 | 2023-09-01 09:00 | 9 | 1 | 1 | 1 | 1 | 1
5843 | 2023-09-01 10:00 | 9 | 1 | 1 | 1 | 1 | 1
5844 | 2023-09-01 11:00 | 9 | 1 | 1 | 1 | 1 | 1
5845 | 2023-09-01 12:00 | 9 | 1 | 1 | 1 | 1 | 1
5846 | 2023-09-01 13:00 | 9 | 1 | 1 | 1 | 1 | 1
5847 | 2023-09-01 14:00 | 9 | 1 | 1 | 1 | 1 | 1
5848 | 2023-09-01 15:00 | 9 | 1 | 1 | 1 | 1 | 1
5849 | 2023-09-01 16:00 | 9 | 1 | 1 | 1 | 1 | 1
5850 | 2023-09-01 17:00 | 9 | 1 | 1 | 1 | 1 | 1
5851 | 2023-09-01 18:00 | 9 | 1 | 1 | 1 | 1 | 1
5852 | 2023-09-01 19:00 | 9 | 1 | 1 | 1 | 1 | 1
5853 | 2023-09-01 20:00 | 9 | 1 | 1 | 1 | 1 | 1
5854 | 2023-09-01 21:00 | 9 | 1 | 1 | 1 | 1 | 1
5855 | 2023-09-01 22:00 | 9 | 1 | 1 | 1 | 1 | 1
5856 | 2023-09-01 23:00 | 9 | 1 | 1 | 1 | 1 | 1
5857 | 2023-09-01 | 9 | 1 | 1 | 1 | 1 | 1
5858 | 2023-09-02 01:00 | 9 | 1 | 1 | 1 | 1 | 1
5859 | 2023-09-02 02:00 | 9 | 1 | 1 | 1 | 1 | 1
5860 | 2023-09-02 03:00 | 9 | 1 | 1 | 1 | 1 | 1
5861 | 2023-09-02 04:00 | 9 | 1 | 1 | 1 | 1 | 1
5862 | 2023-09-02 05:00 | 9 | 1 | 1 | 1 | 1 | 1
5863 | 2023-09-02 06:00 | 9 | 1 | 1 | 1 | 1 | 1
5864 | 2023-09-02 07:00 | 9 | 1 | 1 | 1 | 1 | 1
5865 | 2023-09-02 08:00 | 9 | 1 | 1 | 1 | 1 | 1
5866 | 2023-09-02 09:00 | 9 | 1 | 1 | 1 | 1 | 1
5867 | 2023-09-02 10:00 | 9 | 1 | 1 | 1 | 1 | 1
5868 | 2023-09-02 11:00 | 9 | 1 | 1 | 1 | 1 | 1
5869 | 2023-09-02 12:00 | 9 | 1 | 1 | 1 | 1 | 1
5870 | 2023-09-02 13:00 | 9 | 1 | 1 | 1 | 1 | 1
5871 | 2023-09-02 14:00 | 9 | 1 | 1 | 1 | 1 | 1
5872 | 2023-09-02 15:00 | 9 | 1 | 1 | 1 | 1 | 1
5873 | 2023-09-02 16:00 | 9 | 1 | 1 | 1 | 1 | 1
5874 | 2023-09-02 17:00 | 9 | 1 | 1 | 1 | 1 | 1
5875 | 2023-09-02 18:00 | 9 | 1 | 1 | 1 | 1 | 1
5876 | 2023-09-02 19:00 | 9 | 1 | 1 | 1 | 1 | 1
5877 | 2023-09-02 20:00 | 9 | 1 | 1 | 1 | 1 | 1
5878 | 2023-09-02 21:00 | 9 | 1 | 1 | 1 | 1 | 1
5879 | 2023-09-02 22:00 | 9 | 1 | 1 | 1 | 1 | 1
5880 | 2023-09-02 23:00 | 9 | 1 | 1 | 1 | 1 | 1
5881 | 2023-09-02 | 9 | 1 | 1 | 1 | 1 | 1
5882 | 2023-09-03 01:00 | 9 | 1 | 1 | 1 | 1 | 1
5883 | 2023-09-03 02:00 | 9 | 1 | 1 | 1 | 1 | 1
5884 | 2023-09-03 03:00 | 9 | 1 | 1 | 1 | 1 | 1
5885 | 2023-09-03 04:00 | 9 | 1 | 1 | 1 | 1 | 1
5886 | 2023-09-03 05:00 | 9 | 1 | 1 | 1 | 1 | 1
5887 | 2023-09-03 06:00 | 9 | 1 | 1 | 1 | 1 | 1
5888 | 2023-09-03 07:00 | 9 | 1 | 1 | 1 | 1 | 1
5889 | 2023-09-03 08:00 | 9 | 1 | 1 | 1 | 1 | 1
5890 | 2023-09-03 09:00 | 9 | 1 | 1 | 1 | 1 | 1
5891 | 2023-09-03 10:00 | 9 | 1 | 1 | 1 | 1 | 1
5892 | 2023-09-03 11:00 | 9 | 1 | 1 | 1 | 1 | 1
5893 | 2023-09-03 12:00 | 9 | 1 | 1 | 1 | 1 | 1
5894 | 2023-09-03 13:00 | 9 | 1 | 1 | 1 | 1 | 1
5895 | 2023-09-03 14:00 | 9 | 1 | 1 | 1 | 1 | 1
5896 | 2023-09-03 15:00 | 9 | 1 | 1 | 1 | 1 | 1
5897 | 2023-09-03 16:00 | 9 | 1 | 1 | 1 | 1 | 1
5898 | 2023-09-03 17:00 | 9 | 1 | 1 | 1 | 1 | 1
5899 | 2023-09-03 18:00 | 9 | 1 | 1 | 1 | 1 | 1
5900 | 2023-09-03 19:00 | 9 | 1 | 1 | 1 | 1 | 1
5901 | 2023-09-03 20:00 | 9 | 1 | 1 | 1 | 1 | 1
5902 | 2023-09-03 21:00 | 9 | 1 | 1 | 1 | 1 | 1
5903 | 2023-09-03 22:00 | 9 | 1 | 1 | 1 | 1 | 1
5904 | 2023-09-03 23:00 | 9 | 1 | 1 | 1 | 1 | 1
5905 | 2023-09-03 | 9 | 1 | 1 | 1 | 1 | 1
5906 | 2023-09-04 01:00 | 9 | 1 | 1 | 1 | 1 | 1
5907 | 2023-09-04 02:00 | 9 | 1 | 1 | 1 | 1 | 1
5908 | 2023-09-04 03:00 | 9 | 1 | 1 | 1 | 1 | 1
5909 | 2023-09-04 04:00 | 9 | 1 | 1 | 1 | 1 | 1
5910 | 2023-09-04 05:00 | 9 | 1 | 1 | 1 | 1 | 1
5911 | 2023-09-04 06:00 | 9 | 1 | 1 | 1 | 1 | 1
5912 | 2023-09-04 07:00 | 9 | 1 | 1 | 1 | 1 | 1
5913 | 2023-09-04 08:00 | 9 | 1 | 1 | 1 | 1 | 1
5914 | 2023-09-04 09:00 | 9 | 1 | 1 | 1 | 1 | 1
5915 | 2023-09-04 10:00 | 9 | 1 | 1 | 1 | 1 | 1
5916 | 2023-09-04 11:00 | 9 | 1 | 1 | 1 | 1 | 1
5917 | 2023-09-04 12:00 | 9 | 1 | 1 | 1 | 1 | 1
5918 | 2023-09-04 13:00 | 9 | 1 | 1 | 1 | 1 | 1
5919 | 2023-09-04 14:00 | 9 | 1 | 1 | 1 | 1 | 1
5920 | 2023-09-04 15:00 | 9 | 1 | 1 | 1 | 1 | 1
5921 | 2023-09-04 16:00 | 9 | 1 | 1 | 1 | 1 | 1
5922 | 2023-09-04 17:00 | 9 | 1 | 1 | 1 | 1 | 1
5923 | 2023-09-04 18:00 | 9 | 1 | 1 | 1 | 1 | 1
5924 | 2023-09-04 19:00 | 9 | 1 | 1 | 1 | 1 | 1
5925 | 2023-09-04 20:00 | 9 | 1 | 1 | 1 | 1 | 1
5926 | 2023-09-04 21:00 | 9 | 1 | 1 | 1 | 1 | 1
5927 | 2023-09-04 22:00 | 9 | 1 | 1 | 1 | 1 | 1
5928 | 2023-09-04 23:00 | 9 | 1 | 1 | 1 | 1 | 1
5929 | 2023-09-04 | 9 | 1 | 1 | 1 | 1 | 1
5930 | 2023-09-05 01:00 | 9 | 1 | 1 | 1 | 1 | 1
5931 | 2023-09-05 02:00 | 9 | 1 | 1 | 1 | 1 | 1
5932 | 2023-09-05 03:00 | 9 | 1 | 1 | 1 | 1 | 1
5933 | 2023-09-05 04:00 | 9 | 1 | 1 | 1 | 1 | 1
5934 | 2023-09-05 05:00 | 9 | 1 | 1 | 1 | 1 | 1
5935 | 2023-09-05 06:00 | 9 | 1 | 1 | 1 | 1 | 1
5936 | 2023-09-05 07:00 | 9 | 1 | 1 | 1 | 1 | 1
5937 | 2023-09-05 08:00 | 9 | 1 | 1 | 1 | 1 | 1
5938 | 2023-09-05 09:00 | 9 | 1 | 1 | 1 | 1 | 1
5939 | 2023-09-05 10:00 | 9 | 1 | 1 | 1 | 1 | 1
5940 | 2023-09-05 11:00 | 9 | 1 | 1 | 1 | 1 | 1
5941 | 2023-09-05 12:00 | 9 | 1 | 1 | 1 | 1 | 1
5942 | 2023-09-05 13:00 | 9 | 1 | 1 | 1 | 1 | 1
5943 | 2023-09-05 14:00 | 9 | 1 | 1 | 1 | 1 | 1
5944 | 2023-09-05 15:00 | 9 | 1 | 1 | 1 | 1 | 1
5945 | 2023-09-05 16:00 | 9 | 1 | 1 | 1 | 1 | 1
5946 | 2023-09-05 17:00 | 9 | 1 | 1 | 1 | 1 | 1
5947 | 2023-09-05 18:00 | 9 | 1 | 1 | 1 | 1 | 1
5948 | 2023-09-05 19:00 | 9 | 1 | 1 | 1 | 1 | 1
5949 | 2023-09-05 20:00 | 9 | 1 | 1 | 1 | 1 | 1
5950 | 2023-09-05 21:00 | 9 | 1 | 1 | 1 | 1 | 1
5951 | 2023-09-05 22:00 | 9 | 1 | 1 | 1 | 1 | 1
5952 | 2023-09-05 23:00 | 9 | 1 | 1 | 1 | 1 | 1
5953 | 2023-09-05 | 9 | 1 | 1 | 1 | 1 | 1
5954 | 2023-09-06 01:00 | 9 | 1 | 1 | 1 | 1 | 1
5955 | 2023-09-06 02:00 | 9 | 1 | 1 | 1 | 1 | 1
5956 | 2023-09-06 03:00 | 9 | 1 | 1 | 1 | 1 | 1
5957 | 2023-09-06 04:00 | 9 | 1 | 1 | 1 | 1 | 1
5958 | 2023-09-06 05:00 | 9 | 1 | 1 | 1 | 1 | 1
5959 | 2023-09-06 06:00 | 9 | 1 | 1 | 1 | 1 | 1
5960 | 2023-09-06 07:00 | 9 | 1 | 1 | 1 | 1 | 1
5961 | 2023-09-06 08:00 | 9 | 1 | 1 | 1 | 1 | 1
5962 | 2023-09-06 09:00 | 9 | 1 | 1 | 1 | 1 | 1
5963 | 2023-09-06 10:00 | 9 | 1 | 1 | 1 | 1 | 1
5964 | 2023-09-06 11:00 | 9 | 1 | 1 | 1 | 1 | 1
5965 | 2023-09-06 12:00 | 9 | 1 | 1 | 1 | 1 | 1
5966 | 2023-09-06 13:00 | 9 | 1 | 1 | 1 | 1 | 1
5967 | 2023-09-06 14:00 | 9 | 1 | 1 | 1 | 1 | 1
5968 | 2023-09-06 15:00 | 9 | 1 | 1 | 1 | 1 | 1
5969 | 2023-09-06 16:00 | 9 | 1 | 1 | 1 | 1 | 1
5970 | 2023-09-06 17:00 | 9 | 1 | 1 | 1 | 1 | 1
5971 | 2023-09-06 18:00 | 9 | 1 | 1 | 1 | 1 | 1
5972 | 2023-09-06 19:00 | 9 | 1 | 1 | 1 | 1 | 1
5973 | 2023-09-06 20:00 | 9 | 1 | 1 | 1 | 1 | 1
5974 | 2023-09-06 21:00 | 9 | 1 | 1 | 1 | 1 | 1
5975 | 2023-09-06 22:00 | 9 | 1 | 1 | 1 | 1 | 1
5976 | 2023-09-06 23:00 | 9 | 1 | 1 | 1 | 1 | 1
5977 | 2023-09-06 | 9 | 1 | 1 | 1 | 1 | 1
5978 | 2023-09-07 01:00 | 9 | 1 | 1 | 1 | 1 | 1
5979 | 2023-09-07 02:00 | 9 | 1 | 1 | 1 | 1 | 1
5980 | 2023-09-07 03:00 | 9 | 1 | 1 | 1 | 1 | 1
5981 | 2023-09-07 04:00 | 9 | 1 | 1 | 1 | 1 | 1
5982 | 2023-09-07 05:00 | 9 | 1 | 1 | 1 | 1 | 1
5983 | 2023-09-07 06:00 | 9 | 1 | 1 | 1 | 1 | 1
5984 | 2023-09-07 07:00 | 9 | 1 | 1 | 1 | 1 | 1
5985 | 2023-09-07 08:00 | 9 | 1 | 1 | 1 | 1 | 1
5986 | 2023-09-07 09:00 | 9 | 1 | 1 | 1 | 1 | 1
5987 | 2023-09-07 10:00 | 9 | 1 | 1 | 1 | 1 | 1
5988 | 2023-09-07 11:00 | 9 | 1 | 1 | 1 | 1 | 1
5989 | 2023-09-07 12:00 | 9 | 1 | 1 | 1 | 1 | 1
5990 | 2023-09-07 13:00 | 9 | 1 | 1 | 1 | 1 | 1
5991 | 2023-09-07 14:00 | 9 | 1 | 1 | 1 | 1 | 1
5992 | 2023-09-07 15:00 | 9 | 1 | 1 | 1 | 1 | 1
5993 | 2023-09-07 16:00 | 9 | 1 | 1 | 1 | 1 | 1
5994 | 2023-09-07 17:00 | 9 | 1 | 1 | 1 | 1 | 1
5995 | 2023-09-07 18:00 | 9 | 1 | 1 | 1 | 1 | 1
5996 | 2023-09-07 19:00 | 9 | 1 | 1 | 1 | 1 | 1
5997 | 2023-09-07 20:00 | 9 | 1 | 1 | 1 | 1 | 1
5998 | 2023-09-07 21:00 | 9 | 1 | 1 | 1 | 1 | 1
5999 | 2023-09-07 22:00 | 9 | 1 | 1 | 1 | 1 | 1
6000 | 2023-09-07 23:00 | 9 | 1 | 1 | 1 | 1 | 1
6001 | 2023-09-07 | 9 | 1 | 1 | 1 | 1 | 1
6002 | 2023-09-08 01:00 | 9 | 1 | 1 | 1 | 1 | 1
6003 | 2023-09-08 02:00 | 9 | 1 | 1 | 1 | 1 | 1
6004 | 2023-09-08 03:00 | 9 | 1 | 1 | 1 | 1 | 1
6005 | 2023-09-08 04:00 | 9 | 1 | 1 | 1 | 1 | 1
6006 | 2023-09-08 05:00 | 9 | 1 | 1 | 1 | 1 | 1
6007 | 2023-09-08 06:00 | 9 | 1 | 1 | 1 | 1 | 1
6008 | 2023-09-08 07:00 | 9 | 1 | 1 | 1 | 1 | 1
6009 | 2023-09-08 08:00 | 9 | 1 | 1 | 1 | 1 | 1
6010 | 2023-09-08 09:00 | 9 | 1 | 1 | 1 | 1 | 1
6011 | 2023-09-08 10:00 | 9 | 1 | 1 | 1 | 1 | 1
6012 | 2023-09-08 11:00 | 9 | 1 | 1 | 1 | 1 | 1
6013 | 2023-09-08 12:00 | 9 | 1 | 1 | 1 | 1 | 1
6014 | 2023-09-08 13:00 | 9 | 1 | 1 | 1 | 1 | 1
6015 | 2023-09-08 14:00 | 9 | 1 | 1 | 1 | 1 | 1
6016 | 2023-09-08 15:00 | 9 | 1 | 1 | 1 | 1 | 1
6017 | 2023-09-08 16:00 | 9 | 1 | 1 | 1 | 1 | 1
6018 | 2023-09-08 17:00 | 9 | 1 | 1 | 1 | 1 | 1
6019 | 2023-09-08 18:00 | 9 | 1 | 1 | 1 | 1 | 1
6020 | 2023-09-08 19:00 | 9 | 1 | 1 | 1 | 1 | 1
6021 | 2023-09-08 20:00 | 9 | 1 | 1 | 1 | 1 | 1
6022 | 2023-09-08 21:00 | 9 | 1 | 1 | 1 | 1 | 1
6023 | 2023-09-08 22:00 | 9 | 1 | 1 | 1 | 1 | 1
6024 | 2023-09-08 23:00 | 9 | 1 | 1 | 1 | 1 | 1
6025 | 2023-09-08 | 9 | 1 | 1 | 1 | 1 | 1
6026 | 2023-09-09 01:00 | 9 | 1 | 1 | 1 | 1 | 1
6027 | 2023-09-09 02:00 | 9 | 1 | 1 | 1 | 1 | 1
6028 | 2023-09-09 03:00 | 9 | 1 | 1 | 1 | 1 | 1
6029 | 2023-09-09 04:00 | 9 | 1 | 1 | 1 | 1 | 1
6030 | 2023-09-09 05:00 | 9 | 1 | 1 | 1 | 1 | 1
6031 | 2023-09-09 06:00 | 9 | 1 | 1 | 1 | 1 | 1
6032 | 2023-09-09 07:00 | 9 | 1 | 1 | 1 | 1 | 1
6033 | 2023-09-09 08:00 | 9 | 1 | 1 | 1 | 1 | 1
6034 | 2023-09-09 09:00 | 9 | 1 | 1 | 1 | 1 | 1
6035 | 2023-09-09 10:00 | 9 | 1 | 1 | 1 | 1 | 1
6036 | 2023-09-09 11:00 | 9 | 1 | 1 | 1 | 1 | 1
6037 | 2023-09-09 12:00 | 9 | 1 | 1 | 1 | 1 | 1
6038 | 2023-09-09 13:00 | 9 | 1 | 1 | 1 | 1 | 1
6039 | 2023-09-09 14:00 | 9 | 1 | 1 | 1 | 1 | 1
6040 | 2023-09-09 15:00 | 9 | 1 | 1 | 1 | 1 | 1
6041 | 2023-09-09 16:00 | 9 | 1 | 1 | 1 | 1 | 1
6042 | 2023-09-09 17:00 | 9 | 1 | 1 | 1 | 1 | 1
6043 | 2023-09-09 18:00 | 9 | 1 | 1 | 1 | 1 | 1
6044 | 2023-09-09 19:00 | 9 | 1 | 1 | 1 | 1 | 1
6045 | 2023-09-09 20:00 | 9 | 1 | 1 | 1 | 1 | 1
6046 | 2023-09-09 21:00 | 9 | 1 | 1 | 1 | 1 | 1
6047 | 2023-09-09 22:00 | 9 | 1 | 1 | 1 | 1 | 1
6048 | 2023-09-09 23:00 | 9 | 1 | 1 | 1 | 1 | 1
6049 | 2023-09-09 | 9 | 1 | 1 | 1 | 1 | 1
6050 | 2023-09-10 01:00 | 9 | 1 | 1 | 1 | 1 | 1
6051 | 2023-09-10 02:00 | 9 | 1 | 1 | 1 | 1 | 1
6052 | 2023-09-10 03:00 | 9 | 1 | 1 | 1 | 1 | 1
6053 | 2023-09-10 04:00 | 9 | 1 | 1 | 1 | 1 | 1
6054 | 2023-09-10 05:00 | 9 | 1 | 1 | 1 | 1 | 1
6055 | 2023-09-10 06:00 | 9 | 1 | 1 | 1 | 1 | 1
6056 | 2023-09-10 07:00 | 9 | 1 | 1 | 1 | 1 | 1
6057 | 2023-09-10 08:00 | 9 | 1 | 1 | 1 | 1 | 1
6058 | 2023-09-10 09:00 | 9 | 1 | 1 | 1 | 1 | 1
6059 | 2023-09-10 10:00 | 9 | 1 | 1 | 1 | 1 | 1
6060 | 2023-09-10 11:00 | 9 | 1 | 1 | 1 | 1 | 1
6061 | 2023-09-10 12:00 | 9 | 1 | 1 | 1 | 1 | 1
6062 | 2023-09-10 13:00 | 9 | 1 | 1 | 1 | 1 | 1
6063 | 2023-09-10 14:00 | 9 | 1 | 1 | 1 | 1 | 1
6064 | 2023-09-10 15:00 | 9 | 1 | 1 | 1 | 1 | 1
6065 | 2023-09-10 16:00 | 9 | 1 | 1 | 1 | 1 | 1
6066 | 2023-09-10 17:00 | 9 | 1 | 1 | 1 | 1 | 1
6067 | 2023-09-10 18:00 | 9 | 1 | 1 | 1 | 1 | 1
6068 | 2023-09-10 19:00 | 9 | 1 | 1 | 1 | 1 | 1
6069 | 2023-09-10 20:00 | 9 | 1 | 1 | 1 | 1 | 1
6070 | 2023-09-10 21:00 | 9 | 1 | 1 | 1 | 1 | 1
6071 | 2023-09-10 22:00 | 9 | 1 | 1 | 1 | 1 | 1
6072 | 2023-09-10 23:00 | 9 | 1 | 1 | 1 | 1 | 1
6073 | 2023-09-10 | 9 | 1 | 1 | 1 | 1 | 1
6074 | 2023-09-11 01:00 | 9 | 1 | 1 | 1 | 1 | 1
6075 | 2023-09-11 02:00 | 9 | 1 | 1 | 1 | 1 | 1
6076 | 2023-09-11 03:00 | 9 | 1 | 1 | 1 | 1 | 1
6077 | 2023-09-11 04:00 | 9 | 1 | 1 | 1 | 1 | 1
6078 | 2023-09-11 05:00 | 9 | 1 | 1 | 1 | 1 | 1
6079 | 2023-09-11 06:00 | 9 | 1 | 1 | 1 | 1 | 1
6080 | 2023-09-11 07:00 | 9 | 1 | 1 | 1 | 1 | 1
6081 | 2023-09-11 08:00 | 9 | 1 | 1 | 1 | 1 | 1
6082 | 2023-09-11 09:00 | 9 | 1 | 1 | 1 | 1 | 1
6083 | 2023-09-11 10:00 | 9 | 1 | 1 | 1 | 1 | 1
6084 | 2023-09-11 11:00 | 9 | 1 | 1 | 1 | 1 | 1
6085 | 2023-09-11 12:00 | 9 | 1 | 1 | 1 | 1 | 1
6086 | 2023-09-11 13:00 | 9 | 1 | 1 | 1 | 1 | 1
6087 | 2023-09-11 14:00 | 9 | 1 | 1 | 1 | 1 | 1
6088 | 2023-09-11 15:00 | 9 | 1 | 1 | 1 | 1 | 1
6089 | 2023-09-11 16:00 | 9 | 1 | 1 | 1 | 1 | 1
6090 | 2023-09-11 17:00 | 9 | 1 | 1 | 1 | 1 | 1
6091 | 2023-09-11 18:00 | 9 | 1 | 1 | 1 | 1 | 1
6092 | 2023-09-11 19:00 | 9 | 1 | 1 | 1 | 1 | 1
6093 | 2023-09-11 20:00 | 9 | 1 | 1 | 1 | 1 | 1
6094 | 2023-09-11 21:00 | 9 | 1 | 1 | 1 | 1 | 1
6095 | 2023-09-11 22:00 | 9 | 1 | 1 | 1 | 1 | 1
6096 | 2023-09-11 23:00 | 9 | 1 | 1 | 1 | 1 | 1
6097 | 2023-09-11 | 9 | 1 | 1 | 1 | 1 | 1
6098 | 2023-09-12 01:00 | 9 | 1 | 1 | 1 | 1 | 1
6099 | 2023-09-12 02:00 | 9 | 1 | 1 | 1 | 1 | 1
6100 | 2023-09-12 03:00 | 9 | 1 | 1 | 1 | 1 | 1
6101 | 2023-09-12 04:00 | 9 | 1 | 1 | 1 | 1 | 1
6102 | 2023-09-12 05:00 | 9 | 1 | 1 | 1 | 1 | 1
6103 | 2023-09-12 06:00 | 9 | 1 | 1 | 1 | 1 | 1
6104 | 2023-09-12 07:00 | 9 | 1 | 1 | 1 | 1 | 1
6105 | 2023-09-12 08:00 | 9 | 1 | 1 | 1 | 1 | 1
6106 | 2023-09-12 09:00 | 9 | 1 | 1 | 1 | 1 | 1
6107 | 2023-09-12 10:00 | 9 | 1 | 1 | 1 | 1 | 1
6108 | 2023-09-12 11:00 | 9 | 1 | 1 | 1 | 1 | 1
6109 | 2023-09-12 12:00 | 9 | 1 | 1 | 1 | 1 | 1
6110 | 2023-09-12 13:00 | 9 | 1 | 1 | 1 | 1 | 1
6111 | 2023-09-12 14:00 | 9 | 1 | 1 | 1 | 1 | 1
6112 | 2023-09-12 15:00 | 9 | 1 | 1 | 1 | 1 | 1
6113 | 2023-09-12 16:00 | 9 | 1 | 1 | 1 | 1 | 1
6114 | 2023-09-12 17:00 | 9 | 1 | 1 | 1 | 1 | 1
6115 | 2023-09-12 18:00 | 9 | 1 | 1 | 1 | 1 | 1
6116 | 2023-09-12 19:00 | 9 | 1 | 1 | 1 | 1 | 1
6117 | 2023-09-12 20:00 | 9 | 1 | 1 | 1 | 1 | 1
6118 | 2023-09-12 21:00 | 9 | 1 | 1 | 1 | 1 | 1
6119 | 2023-09-12 22:00 | 9 | 1 | 1 | 1 | 1 | 1
6120 | 2023-09-12 23:00 | 9 | 1 | 1 | 1 | 1 | 1
6121 | 2023-09-12 | 9 | 1 | 1 | 1 | 1 | 1
6122 | 2023-09-13 01:00 | 9 | 1 | 1 | 1 | 1 | 1
6123 | 2023-09-13 02:00 | 9 | 1 | 1 | 1 | 1 | 1
6124 | 2023-09-13 03:00 | 9 | 1 | 1 | 1 | 1 | 1
6125 | 2023-09-13 04:00 | 9 | 1 | 1 | 1 | 1 | 1
6126 | 2023-09-13 05:00 | 9 | 1 | 1 | 1 | 1 | 1
6127 | 2023-09-13 06:00 | 9 | 1 | 1 | 1 | 1 | 1
6128 | 2023-09-13 07:00 | 9 | 1 | 1 | 1 | 1 | 1
6129 | 2023-09-13 08:00 | 9 | 1 | 1 | 1 | 1 | 1
6130 | 2023-09-13 09:00 | 9 | 1 | 1 | 1 | 1 | 1
6131 | 2023-09-13 10:00 | 9 | 1 | 1 | 1 | 1 | 1
6132 | 2023-09-13 11:00 | 9 | 1 | 1 | 1 | 1 | 1
6133 | 2023-09-13 12:00 | 9 | 1 | 1 | 1 | 1 | 1
6134 | 2023-09-13 13:00 | 9 | 1 | 1 | 1 | 1 | 1
6135 | 2023-09-13 14:00 | 9 | 1 | 1 | 1 | 1 | 1
6136 | 2023-09-13 15:00 | 9 | 1 | 1 | 1 | 1 | 1
6137 | 2023-09-13 16:00 | 9 | 1 | 1 | 1 | 1 | 1
6138 | 2023-09-13 17:00 | 9 | 1 | 1 | 1 | 1 | 1
6139 | 2023-09-13 18:00 | 9 | 1 | 1 | 1 | 1 | 1
6140 | 2023-09-13 19:00 | 9 | 1 | 1 | 1 | 1 | 1
6141 | 2023-09-13 20:00 | 9 | 1 | 1 | 1 | 1 | 1
6142 | 2023-09-13 21:00 | 9 | 1 | 1 | 1 | 1 | 1
6143 | 2023-09-13 22:00 | 9 | 1 | 1 | 1 | 1 | 1
6144 | 2023-09-13 23:00 | 9 | 1 | 1 | 1 | 1 | 1
6145 | 2023-09-13 | 9 | 1 | 1 | 1 | 1 | 1
6146 | 2023-09-14 01:00 | 9 | 1 | 1 | 1 | 1 | 1
6147 | 2023-09-14 02:00 | 9 | 1 | 1 | 1 | 1 | 1
6148 | 2023-09-14 03:00 | 9 | 1 | 1 | 1 | 1 | 1
6149 | 2023-09-14 04:00 | 9 | 1 | 1 | 1 | 1 | 1
6150 | 2023-09-14 05:00 | 9 | 1 | 1 | 1 | 1 | 1
6151 | 2023-09-14 06:00 | 9 | 1 | 1 | 1 | 1 | 1
6152 | 2023-09-14 07:00 | 9 | 1 | 1 | 1 | 1 | 1
6153 | 2023-09-14 08:00 | 9 | 1 | 1 | 1 | 1 | 1
6154 | 2023-09-14 09:00 | 9 | 1 | 1 | 1 | 1 | 1
6155 | 2023-09-14 10:00 | 9 | 1 | 1 | 1 | 1 | 1
6156 | 2023-09-14 11:00 | 9 | 1 | 1 | 1 | 1 | 1
6157 | 2023-09-14 12:00 | 9 | 1 | 1 | 1 | 1 | 1
6158 | 2023-09-14 13:00 | 9 | 1 | 1 | 1 | 1 | 1
6159 | 2023-09-14 14:00 | 9 | 1 | 1 | 1 | 1 | 1
6160 | 2023-09-14 15:00 | 9 | 1 | 1 | 1 | 1 | 1
6161 | 2023-09-14 16:00 | 9 | 1 | 1 | 1 | 1 | 1
6162 | 2023-09-14 17:00 | 9 | 1 | 1 | 1 | 1 | 1
6163 | 2023-09-14 18:00 | 9 | 1 | 1 | 1 | 1 | 1
6164 | 2023-09-14 19:00 | 9 | 1 | 1 | 1 | 1 | 1
6165 | 2023-09-14 20:00 | 9 | 1 | 1 | 1 | 1 | 1
6166 | 2023-09-14 21:00 | 9 | 1 | 1 | 1 | 1 | 1
6167 | 2023-09-14 22:00 | 9 | 1 | 1 | 1 | 1 | 1
6168 | 2023-09-14 23:00 | 9 | 1 | 1 | 1 | 1 | 1
6169 | 2023-09-14 | 9 | 1 | 1 | 1 | 1 | 1
6170 | 2023-09-15 01:00 | 9 | 1 | 1 | 1 | 1 | 1
6171 | 2023-09-15 02:00 | 9 | 1 | 1 | 1 | 1 | 1
6172 | 2023-09-15 03:00 | 9 | 1 | 1 | 1 | 1 | 1
6173 | 2023-09-15 04:00 | 9 | 1 | 1 | 1 | 1 | 1
6174 | 2023-09-15 05:00 | 9 | 1 | 1 | 1 | 1 | 1
6175 | 2023-09-15 06:00 | 9 | 1 | 1 | 1 | 1 | 1
6176 | 2023-09-15 07:00 | 9 | 1 | 1 | 1 | 1 | 1
6177 | 2023-09-15 08:00 | 9 | 1 | 1 | 1 | 1 | 1
6178 | 2023-09-15 09:00 | 9 | 1 | 1 | 1 | 1 | 1
6179 | 2023-09-15 10:00 | 9 | 1 | 1 | 1 | 1 | 1
6180 | 2023-09-15 11:00 | 9 | 1 | 1 | 1 | 1 | 1
6181 | 2023-09-15 12:00 | 9 | 1 | 1 | 1 | 1 | 1
6182 | 2023-09-15 13:00 | 9 | 1 | 1 | 1 | 1 | 1
6183 | 2023-09-15 14:00 | 9 | 1 | 1 | 1 | 1 | 1
6184 | 2023-09-15 15:00 | 9 | 1 | 1 | 1 | 1 | 1
6185 | 2023-09-15 16:00 | 9 | 1 | 1 | 1 | 1 | 1
6186 | 2023-09-15 17:00 | 9 | 1 | 1 | 1 | 1 | 1
6187 | 2023-09-15 18:00 | 9 | 1 | 1 | 1 | 1 | 1
6188 | 2023-09-15 19:00 | 9 | 1 | 1 | 1 | 1 | 1
6189 | 2023-09-15 20:00 | 9 | 1 | 1 | 1 | 1 | 1
6190 | 2023-09-15 21:00 | 9 | 1 | 1 | 1 | 1 | 1
6191 | 2023-09-15 22:00 | 9 | 1 | 1 | 1 | 1 | 1
6192 | 2023-09-15 23:00 | 9 | 1 | 1 | 1 | 1 | 1
6193 | 2023-09-15 | 9 | 1 | 1 | 1 | 1 | 1
6194 | 2023-09-16 01:00 | 9 | 1 | 1 | 1 | 1 | 1
6195 | 2023-09-16 02:00 | 9 | 1 | 1 | 1 | 1 | 1
6196 | 2023-09-16 03:00 | 9 | 1 | 1 | 1 | 1 | 1
6197 | 2023-09-16 04:00 | 9 | 1 | 1 | 1 | 1 | 1
6198 | 2023-09-16 05:00 | 9 | 1 | 1 | 1 | 1 | 1
6199 | 2023-09-16 06:00 | 9 | 1 | 1 | 1 | 1 | 1
6200 | 2023-09-16 07:00 | 9 | 1 | 1 | 1 | 1 | 1
6201 | 2023-09-16 08:00 | 9 | 1 | 1 | 1 | 1 | 1
6202 | 2023-09-16 09:00 | 9 | 1 | 1 | 1 | 1 | 1
6203 | 2023-09-16 10:00 | 9 | 1 | 1 | 1 | 1 | 1
6204 | 2023-09-16 11:00 | 9 | 1 | 1 | 1 | 1 | 1
6205 | 2023-09-16 12:00 | 9 | 1 | 1 | 1 | 1 | 1
6206 | 2023-09-16 13:00 | 9 | 1 | 1 | 1 | 1 | 1
6207 | 2023-09-16 14:00 | 9 | 1 | 1 | 1 | 1 | 1
6208 | 2023-09-16 15:00 | 9 | 1 | 1 | 1 | 1 | 1
6209 | 2023-09-16 16:00 | 9 | 1 | 1 | 1 | 1 | 1
6210 | 2023-09-16 17:00 | 9 | 1 | 1 | 1 | 1 | 1
6211 | 2023-09-16 18:00 | 9 | 1 | 1 | 1 | 1 | 1
6212 | 2023-09-16 19:00 | 9 | 1 | 1 | 1 | 1 | 1
6213 | 2023-09-16 20:00 | 9 | 1 | 1 | 1 | 1 | 1
6214 | 2023-09-16 21:00 | 9 | 1 | 1 | 1 | 1 | 1
6215 | 2023-09-16 22:00 | 9 | 1 | 1 | 1 | 1 | 1
6216 | 2023-09-16 23:00 | 9 | 1 | 1 | 1 | 1 | 1
6217 | 2023-09-16 | 9 | 1 | 1 | 1 | 1 | 1
6218 | 2023-09-17 01:00 | 9 | 1 | 1 | 1 | 1 | 1
6219 | 2023-09-17 02:00 | 9 | 1 | 1 | 1 | 1 | 1
6220 | 2023-09-17 03:00 | 9 | 1 | 1 | 1 | 1 | 1
6221 | 2023-09-17 04:00 | 9 | 1 | 1 | 1 | 1 | 1
6222 | 2023-09-17 05:00 | 9 | 1 | 1 | 1 | 1 | 1
6223 | 2023-09-17 06:00 | 9 | 1 | 1 | 1 | 1 | 1
6224 | 2023-09-17 07:00 | 9 | 1 | 1 | 1 | 1 | 1
6225 | 2023-09-17 08:00 | 9 | 1 | 1 | 1 | 1 | 1
6226 | 2023-09-17 09:00 | 9 | 1 | 1 | 1 | 1 | 1
6227 | 2023-09-17 10:00 | 9 | 1 | 1 | 1 | 1 | 1
6228 | 2023-09-17 11:00 | 9 | 1 | 1 | 1 | 1 | 1
6229 | 2023-09-17 12:00 | 9 | 1 | 1 | 1 | 1 | 1
6230 | 2023-09-17 13:00 | 9 | 1 | 1 | 1 | 1 | 1
6231 | 2023-09-17 14:00 | 9 | 1 | 1 | 1 | 1 | 1
6232 | 2023-09-17 15:00 | 9 | 1 | 1 | 1 | 1 | 1
6233 | 2023-09-17 16:00 | 9 | 1 | 1 | 1 | 1 | 1
6234 | 2023-09-17 17:00 | 9 | 1 | 1 | 1 | 1 | 1
6235 | 2023-09-17 18:00 | 9 | 1 | 1 | 1 | 1 | 1
6236 | 2023-09-17 19:00 | 9 | 1 | 1 | 1 | 1 | 1
6237 | 2023-09-17 20:00 | 9 | 1 | 1 | 1 | 1 | 1
6238 | 2023-09-17 21:00 | 9 | 1 | 1 | 1 | 1 | 1
6239 | 2023-09-17 22:00 | 9 | 1 | 1 | 1 | 1 | 1
6240 | 2023-09-17 23:00 | 9 | 1 | 1 | 1 | 1 | 1
6241 | 2023-09-17 | 9 | 1 | 1 | 1 | 1 | 1
6242 | 2023-09-18 01:00 | 9 | 1 | 1 | 1 | 1 | 1
6243 | 2023-09-18 02:00 | 9 | 1 | 1 | 1 | 1 | 1
6244 | 2023-09-18 03:00 | 9 | 1 | 1 | 1 | 1 | 1
6245 | 2023-09-18 04:00 | 9 | 1 | 1 | 1 | 1 | 1
6246 | 2023-09-18 05:00 | 9 | 1 | 1 | 1 | 1 | 1
6247 | 2023-09-18 06:00 | 9 | 1 | 1 | 1 | 1 | 1
6248 | 2023-09-18 07:00 | 9 | 1 | 1 | 1 | 1 | 1
6249 | 2023-09-18 08:00 | 9 | 1 | 1 | 1 | 1 | 1
6250 | 2023-09-18 09:00 | 9 | 1 | 1 | 1 | 1 | 1
6251 | 2023-09-18 10:00 | 9 | 1 | 1 | 1 | 1 | 1
6252 | 2023-09-18 11:00 | 9 | 1 | 1 | 1 | 1 | 1
6253 | 2023-09-18 12:00 | 9 | 1 | 1 | 1 | 1 | 1
6254 | 2023-09-18 13:00 | 9 | 1 | 1 | 1 | 1 | 1
6255 | 2023-09-18 14:00 | 9 | 1 | 1 | 1 | 1 | 1
6256 | 2023-09-18 15:00 | 9 | 1 | 1 | 1 | 1 | 1
6257 | 2023-09-18 16:00 | 9 | 1 | 1 | 1 | 1 | 1
6258 | 2023-09-18 17:00 | 9 | 1 | 1 | 1 | 1 | 1
6259 | 2023-09-18 18:00 | 9 | 1 | 1 | 1 | 1 | 1
6260 | 2023-09-18 19:00 | 9 | 1 | 1 | 1 | 1 | 1
6261 | 2023-09-18 20:00 | 9 | 1 | 1 | 1 | 1 | 1
6262 | 2023-09-18 21:00 | 9 | 1 | 1 | 1 | 1 | 1
6263 | 2023-09-18 22:00 | 9 | 1 | 1 | 1 | 1 | 1
6264 | 2023-09-18 23:00 | 9 | 1 | 1 | 1 | 1 | 1
6265 | 2023-09-18 | 9 | 1 | 1 | 1 | 1 | 1
6266 | 2023-09-19 01:00 | 9 | 1 | 1 | 1 | 1 | 1
6267 | 2023-09-19 02:00 | 9 | 1 | 1 | 1 | 1 | 1
6268 | 2023-09-19 03:00 | 9 | 1 | 1 | 1 | 1 | 1
6269 | 2023-09-19 04:00 | 9 | 1 | 1 | 1 | 1 | 1
6270 | 2023-09-19 05:00 | 9 | 1 | 1 | 1 | 1 | 1
6271 | 2023-09-19 06:00 | 9 | 1 | 1 | 1 | 1 | 1
6272 | 2023-09-19 07:00 | 9 | 1 | 1 | 1 | 1 | 1
6273 | 2023-09-19 08:00 | 9 | 1 | 1 | 1 | 1 | 1
6274 | 2023-09-19 09:00 | 9 | 1 | 1 | 1 | 1 | 1
6275 | 2023-09-19 10:00 | 9 | 1 | 1 | 1 | 1 | 1
6276 | 2023-09-19 11:00 | 9 | 1 | 1 | 1 | 1 | 1
6277 | 2023-09-19 12:00 | 9 | 1 | 1 | 1 | 1 | 1
6278 | 2023-09-19 13:00 | 9 | 1 | 1 | 1 | 1 | 1
6279 | 2023-09-19 14:00 | 9 | 1 | 1 | 1 | 1 | 1
6280 | 2023-09-19 15:00 | 9 | 1 | 1 | 1 | 1 | 1
6281 | 2023-09-19 16:00 | 9 | 1 | 1 | 1 | 1 | 1
6282 | 2023-09-19 17:00 | 9 | 1 | 1 | 1 | 1 | 1
6283 | 2023-09-19 18:00 | 9 | 1 | 1 | 1 | 1 | 1
6284 | 2023-09-19 19:00 | 9 | 1 | 1 | 1 | 1 | 1
6285 | 2023-09-19 20:00 | 9 | 1 | 1 | 1 | 1 | 1
6286 | 2023-09-19 21:00 | 9 | 1 | 1 | 1 | 1 | 1
6287 | 2023-09-19 22:00 | 9 | 1 | 1 | 1 | 1 | 1
6288 | 2023-09-19 23:00 | 9 | 1 | 1 | 1 | 1 | 1
6289 | 2023-09-19 | 9 | 1 | 1 | 1 | 1 | 1
6290 | 2023-09-20 01:00 | 9 | 1 | 1 | 1 | 1 | 1
6291 | 2023-09-20 02:00 | 9 | 1 | 1 | 1 | 1 | 1
6292 | 2023-09-20 03:00 | 9 | 1 | 1 | 1 | 1 | 1
6293 | 2023-09-20 04:00 | 9 | 1 | 1 | 1 | 1 | 1
6294 | 2023-09-20 05:00 | 9 | 1 | 1 | 1 | 1 | 1
6295 | 2023-09-20 06:00 | 9 | 1 | 1 | 1 | 1 | 1
6296 | 2023-09-20 07:00 | 9 | 1 | 1 | 1 | 1 | 1
6297 | 2023-09-20 08:00 | 9 | 1 | 1 | 1 | 1 | 1
6298 | 2023-09-20 09:00 | 9 | 1 | 1 | 1 | 1 | 1
6299 | 2023-09-20 10:00 | 9 | 1 | 1 | 1 | 1 | 1
6300 | 2023-09-20 11:00 | 9 | 1 | 1 | 1 | 1 | 1
6301 | 2023-09-20 12:00 | 9 | 1 | 1 | 1 | 1 | 1
6302 | 2023-09-20 13:00 | 9 | 1 | 1 | 1 | 1 | 1
6303 | 2023-09-20 14:00 | 9 | 1 | 1 | 1 | 1 | 1
6304 | 2023-09-20 15:00 | 9 | 1 | 1 | 1 | 1 | 1
6305 | 2023-09-20 16:00 | 9 | 1 | 1 | 1 | 1 | 1
6306 | 2023-09-20 17:00 | 9 | 1 | 1 | 1 | 1 | 1
6307 | 2023-09-20 18:00 | 9 | 1 | 1 | 1 | 1 | 1
6308 | 2023-09-20 19:00 | 9 | 1 | 1 | 1 | 1 | 1
6309 | 2023-09-20 20:00 | 9 | 1 | 1 | 1 | 1 | 1
6310 | 2023-09-20 21:00 | 9 | 1 | 1 | 1 | 1 | 1
6311 | 2023-09-20 22:00 | 9 | 1 | 1 | 1 | 1 | 1
6312 | 2023-09-20 23:00 | 9 | 1 | 1 | 1 | 1 | 1
6313 | 2023-09-20 | 9 | 1 | 1 | 1 | 1 | 1
6314 | 2023-09-21 01:00 | 9 | 1 | 1 | 1 | 1 | 1
6315 | 2023-09-21 02:00 | 9 | 1 | 1 | 1 | 1 | 1
6316 | 2023-09-21 03:00 | 9 | 1 | 1 | 1 | 1 | 1
6317 | 2023-09-21 04:00 | 9 | 1 | 1 | 1 | 1 | 1
6318 | 2023-09-21 05:00 | 9 | 1 | 1 | 1 | 1 | 1
6319 | 2023-09-21 06:00 | 9 | 1 | 1 | 1 | 1 | 1
6320 | 2023-09-21 07:00 | 9 | 1 | 1 | 1 | 1 | 1
6321 | 2023-09-21 08:00 | 9 | 1 | 1 | 1 | 1 | 1
6322 | 2023-09-21 09:00 | 9 | 1 | 1 | 1 | 1 | 1
6323 | 2023-09-21 10:00 | 9 | 1 | 1 | 1 | 1 | 1
6324 | 2023-09-21 11:00 | 9 | 1 | 1 | 1 | 1 | 1
6325 | 2023-09-21 12:00 | 9 | 1 | 1 | 1 | 1 | 1
6326 | 2023-09-21 13:00 | 9 | 1 | 1 | 1 | 1 | 1
6327 | 2023-09-21 14:00 | 9 | 1 | 1 | 1 | 1 | 1
6328 | 2023-09-21 15:00 | 9 | 1 | 1 | 1 | 1 | 1
6329 | 2023-09-21 16:00 | 9 | 1 | 1 | 1 | 1 | 1
6330 | 2023-09-21 17:00 | 9 | 1 | 1 | 1 | 1 | 1
6331 | 2023-09-21 18:00 | 9 | 1 | 1 | 1 | 1 | 1
6332 | 2023-09-21 19:00 | 9 | 1 | 1 | 1 | 1 | 1
6333 | 2023-09-21 20:00 | 9 | 1 | 1 | 1 | 1 | 1
6334 | 2023-09-21 21:00 | 9 | 1 | 1 | 1 | 1 | 1
6335 | 2023-09-21 22:00 | 9 | 1 | 1 | 1 | 1 | 1
6336 | 2023-09-21 23:00 | 9 | 1 | 1 | 1 | 1 | 1
6337 | 2023-09-21 | 9 | 1 | 1 | 1 | 1 | 1
6338 | 2023-09-22 01:00 | 9 | 1 | 1 | 1 | 1 | 1
6339 | 2023-09-22 02:00 | 9 | 1 | 1 | 1 | 1 | 1
6340 | 2023-09-22 03:00 | 9 | 1 | 1 | 1 | 1 | 1
6341 | 2023-09-22 04:00 | 9 | 1 | 1 | 1 | 1 | 1
6342 | 2023-09-22 05:00 | 9 | 1 | 1 | 1 | 1 | 1
6343 | 2023-09-22 06:00 | 9 | 1 | 1 | 1 | 1 | 1
6344 | 2023-09-22 07:00 | 9 | 1 | 1 | 1 | 1 | 1
6345 | 2023-09-22 08:00 | 9 | 1 | 1 | 1 | 1 | 1
6346 | 2023-09-22 09:00 | 9 | 1 | 1 | 1 | 1 | 1
6347 | 2023-09-22 10:00 | 9 | 1 | 1 | 1 | 1 | 1
6348 | 2023-09-22 11:00 | 9 | 1 | 1 | 1 | 1 | 1
6349 | 2023-09-22 12:00 | 9 | 1 | 1 | 1 | 1 | 1
6350 | 2023-09-22 13:00 | 9 | 1 | 1 | 1 | 1 | 1
6351 | 2023-09-22 14:00 | 9 | 1 | 1 | 1 | 1 | 1
6352 | 2023-09-22 15:00 | 9 | 1 | 1 | 1 | 1 | 1
6353 | 2023-09-22 16:00 | 9 | 1 | 1 | 1 | 1 | 1
6354 | 2023-09-22 17:00 | 9 | 1 | 1 | 1 | 1 | 1
6355 | 2023-09-22 18:00 | 9 | 1 | 1 | 1 | 1 | 1
6356 | 2023-09-22 19:00 | 9 | 1 | 1 | 1 | 1 | 1
6357 | 2023-09-22 20:00 | 9 | 1 | 1 | 1 | 1 | 1
6358 | 2023-09-22 21:00 | 9 | 1 | 1 | 1 | 1 | 1
6359 | 2023-09-22 22:00 | 9 | 1 | 1 | 1 | 1 | 1
6360 | 2023-09-22 23:00 | 9 | 1 | 1 | 1 | 1 | 1
6361 | 2023-09-22 | 9 | 1 | 1 | 1 | 1 | 1
6362 | 2023-09-23 01:00 | 9 | 1 | 1 | 1 | 1 | 1
6363 | 2023-09-23 02:00 | 9 | 1 | 1 | 1 | 1 | 1
6364 | 2023-09-23 03:00 | 9 | 1 | 1 | 1 | 1 | 1
6365 | 2023-09-23 04:00 | 9 | 1 | 1 | 1 | 1 | 1
6366 | 2023-09-23 05:00 | 9 | 1 | 1 | 1 | 1 | 1
6367 | 2023-09-23 06:00 | 9 | 1 | 1 | 1 | 1 | 1
6368 | 2023-09-23 07:00 | 9 | 1 | 1 | 1 | 1 | 1
6369 | 2023-09-23 08:00 | 9 | 1 | 1 | 1 | 1 | 1
6370 | 2023-09-23 09:00 | 9 | 1 | 1 | 1 | 1 | 1
6371 | 2023-09-23 10:00 | 9 | 1 | 1 | 1 | 1 | 1
6372 | 2023-09-23 11:00 | 9 | 1 | 1 | 1 | 1 | 1
6373 | 2023-09-23 12:00 | 9 | 1 | 1 | 1 | 1 | 1
6374 | 2023-09-23 13:00 | 9 | 1 | 1 | 1 | 1 | 1
6375 | 2023-09-23 14:00 | 9 | 1 | 1 | 1 | 1 | 1
6376 | 2023-09-23 15:00 | 9 | 1 | 1 | 1 | 1 | 1
6377 | 2023-09-23 16:00 | 9 | 1 | 1 | 1 | 1 | 1
6378 | 2023-09-23 17:00 | 9 | 1 | 1 | 1 | 1 | 1
6379 | 2023-09-23 18:00 | 9 | 1 | 1 | 1 | 1 | 1
6380 | 2023-09-23 19:00 | 9 | 1 | 1 | 1 | 1 | 1
6381 | 2023-09-23 20:00 | 9 | 1 | 1 | 1 | 1 | 1
6382 | 2023-09-23 21:00 | 9 | 1 | 1 | 1 | 1 | 1
6383 | 2023-09-23 22:00 | 9 | 1 | 1 | 1 | 1 | 1
6384 | 2023-09-23 23:00 | 9 | 1 | 1 | 1 | 1 | 1
6385 | 2023-09-23 | 9 | 1 | 1 | 1 | 1 | 1
6386 | 2023-09-24 01:00 | 9 | 1 | 1 | 1 | 1 | 1
6387 | 2023-09-24 02:00 | 9 | 1 | 1 | 1 | 1 | 1
6388 | 2023-09-24 03:00 | 9 | 1 | 1 | 1 | 1 | 1
6389 | 2023-09-24 04:00 | 9 | 1 | 1 | 1 | 1 | 1
6390 | 2023-09-24 05:00 | 9 | 1 | 1 | 1 | 1 | 1
6391 | 2023-09-24 06:00 | 9 | 1 | 1 | 1 | 1 | 1
6392 | 2023-09-24 07:00 | 9 | 1 | 1 | 1 | 1 | 1
6393 | 2023-09-24 08:00 | 9 | 1 | 1 | 1 | 1 | 1
6394 | 2023-09-24 09:00 | 9 | 1 | 1 | 1 | 1 | 1
6395 | 2023-09-24 10:00 | 9 | 1 | 1 | 1 | 1 | 1
6396 | 2023-09-24 11:00 | 9 | 1 | 1 | 1 | 1 | 1
6397 | 2023-09-24 12:00 | 9 | 1 | 1 | 1 | 1 | 1
6398 | 2023-09-24 13:00 | 9 | 1 | 1 | 1 | 1 | 1
6399 | 2023-09-24 14:00 | 9 | 1 | 1 | 1 | 1 | 1
6400 | 2023-09-24 15:00 | 9 | 1 | 1 | 1 | 1 | 1
6401 | 2023-09-24 16:00 | 9 | 1 | 1 | 1 | 1 | 1
6402 | 2023-09-24 17:00 | 9 | 1 | 1 | 1 | 1 | 1
6403 | 2023-09-24 18:00 | 9 | 1 | 1 | 1 | 1 | 1
6404 | 2023-09-24 19:00 | 9 | 1 | 1 | 1 | 1 | 1
6405 | 2023-09-24 20:00 | 9 | 1 | 1 | 1 | 1 | 1
6406 | 2023-09-24 21:00 | 9 | 1 | 1 | 1 | 1 | 1
6407 | 2023-09-24 22:00 | 9 | 1 | 1 | 1 | 1 | 1
6408 | 2023-09-24 23:00 | 9 | 1 | 1 | 1 | 1 | 1
6409 | 2023-09-24 | 9 | 1 | 1 | 1 | 1 | 1
6410 | 2023-09-25 01:00 | 9 | 1 | 1 | 1 | 1 | 1
6411 | 2023-09-25 02:00 | 9 | 1 | 1 | 1 | 1 | 1
6412 | 2023-09-25 03:00 | 9 | 1 | 1 | 1 | 1 | 1
6413 | 2023-09-25 04:00 | 9 | 1 | 1 | 1 | 1 | 1
6414 | 2023-09-25 05:00 | 9 | 1 | 1 | 1 | 1 | 1
6415 | 2023-09-25 06:00 | 9 | 1 | 1 | 1 | 1 | 1
6416 | 2023-09-25 07:00 | 9 | 1 | 1 | 1 | 1 | 1
6417 | 2023-09-25 08:00 | 9 | 1 | 1 | 1 | 1 | 1
6418 | 2023-09-25 09:00 | 9 | 1 | 1 | 1 | 1 | 1
6419 | 2023-09-25 10:00 | 9 | 1 | 1 | 1 | 1 | 1
6420 | 2023-09-25 11:00 | 9 | 1 | 1 | 1 | 1 | 1
6421 | 2023-09-25 12:00 | 9 | 1 | 1 | 1 | 1 | 1
6422 | 2023-09-25 13:00 | 9 | 1 | 1 | 1 | 1 | 1
6423 | 2023-09-25 14:00 | 9 | 1 | 1 | 1 | 1 | 1
6424 | 2023-09-25 15:00 | 9 | 1 | 1 | 1 | 1 | 1
6425 | 2023-09-25 16:00 | 9 | 1 | 1 | 1 | 1 | 1
6426 | 2023-09-25 17:00 | 9 | 1 | 1 | 1 | 1 | 1
6427 | 2023-09-25 18:00 | 9 | 1 | 1 | 1 | 1 | 1
6428 | 2023-09-25 19:00 | 9 | 1 | 1 | 1 | 1 | 1
6429 | 2023-09-25 20:00 | 9 | 1 | 1 | 1 | 1 | 1
6430 | 2023-09-25 21:00 | 9 | 1 | 1 | 1 | 1 | 1
6431 | 2023-09-25 22:00 | 9 | 1 | 1 | 1 | 1 | 1
6432 | 2023-09-25 23:00 | 9 | 1 | 1 | 1 | 1 | 1
6433 | 2023-09-25 | 9 | 1 | 1 | 1 | 1 | 1
6434 | 2023-09-26 01:00 | 9 | 1 | 1 | 1 | 1 | 1
6435 | 2023-09-26 02:00 | 9 | 1 | 1 | 1 | 1 | 1
6436 | 2023-09-26 03:00 | 9 | 1 | 1 | 1 | 1 | 1
6437 | 2023-09-26 04:00 | 9 | 1 | 1 | 1 | 1 | 1
6438 | 2023-09-26 05:00 | 9 | 1 | 1 | 1 | 1 | 1
6439 | 2023-09-26 06:00 | 9 | 1 | 1 | 1 | 1 | 1
6440 | 2023-09-26 07:00 | 9 | 1 | 1 | 1 | 1 | 1
6441 | 2023-09-26 08:00 | 9 | 1 | 1 | 1 | 1 | 1
6442 | 2023-09-26 09:00 | 9 | 1 | 1 | 1 | 1 | 1
6443 | 2023-09-26 10:00 | 9 | 1 | 1 | 1 | 1 | 1
6444 | 2023-09-26 11:00 | 9 | 1 | 1 | 1 | 1 | 1
6445 | 2023-09-26 12:00 | 9 | 1 | 1 | 1 | 1 | 1
6446 | 2023-09-26 13:00 | 9 | 1 | 1 | 1 | 1 | 1
6447 | 2023-09-26 14:00 | 9 | 1 | 1 | 1 | 1 | 1
6448 | 2023-09-26 15:00 | 9 | 1 | 1 | 1 | 1 | 1
6449 | 2023-09-26 16:00 | 9 | 1 | 1 | 1 | 1 | 1
6450 | 2023-09-26 17:00 | 9 | 1 | 1 | 1 | 1 | 1
6451 | 2023-09-26 18:00 | 9 | 1 | 1 | 1 | 1 | 1
6452 | 2023-09-26 19:00 | 9 | 1 | 1 | 1 | 1 | 1
6453 | 2023-09-26 20:00 | 9 | 1 | 1 | 1 | 1 | 1
6454 | 2023-09-26 21:00 | 9 | 1 | 1 | 1 | 1 | 1
6455 | 2023-09-26 22:00 | 9 | 1 | 1 | 1 | 1 | 1
6456 | 2023-09-26 23:00 | 9 | 1 | 1 | 1 | 1 | 1
6457 | 2023-09-26 | 9 | 1 | 1 | 1 | 1 | 1
6458 | 2023-09-27 01:00 | 9 | 1 | 1 | 1 | 1 | 1
6459 | 2023-09-27 02:00 | 9 | 1 | 1 | 1 | 1 | 1
6460 | 2023-09-27 03:00 | 9 | 1 | 1 | 1 | 1 | 1
6461 | 2023-09-27 04:00 | 9 | 1 | 1 | 1 | 1 | 1
6462 | 2023-09-27 05:00 | 9 | 1 | 1 | 1 | 1 | 1
6463 | 2023-09-27 06:00 | 9 | 1 | 1 | 1 | 1 | 1
6464 | 2023-09-27 07:00 | 9 | 1 | 1 | 1 | 1 | 1
6465 | 2023-09-27 08:00 | 9 | 1 | 1 | 1 | 1 | 1
6466 | 2023-09-27 09:00 | 9 | 1 | 1 | 1 | 1 | 1
6467 | 2023-09-27 10:00 | 9 | 1 | 1 | 1 | 1 | 1
6468 | 2023-09-27 11:00 | 9 | 1 | 1 | 1 | 1 | 1
6469 | 2023-09-27 12:00 | 9 | 1 | 1 | 1 | 1 | 1
6470 | 2023-09-27 13:00 | 9 | 1 | 1 | 1 | 1 | 1
6471 | 2023-09-27 14:00 | 9 | 1 | 1 | 1 | 1 | 1
6472 | 2023-09-27 15:00 | 9 | 1 | 1 | 1 | 1 | 1
6473 | 2023-09-27 16:00 | 9 | 1 | 1 | 1 | 1 | 1
6474 | 2023-09-27 17:00 | 9 | 1 | 1 | 1 | 1 | 1
6475 | 2023-09-27 18:00 | 9 | 1 | 1 | 1 | 1 | 1
6476 | 2023-09-27 19:00 | 9 | 1 | 1 | 1 | 1 | 1
6477 | 2023-09-27 20:00 | 9 | 1 | 1 | 1 | 1 | 1
6478 | 2023-09-27 21:00 | 9 | 1 | 1 | 1 | 1 | 1
6479 | 2023-09-27 22:00 | 9 | 1 | 1 | 1 | 1 | 1
6480 | 2023-09-27 23:00 | 9 | 1 | 1 | 1 | 1 | 1
6481 | 2023-09-27 | 9 | 1 | 1 | 1 | 1 | 1
6482 | 2023-09-28 01:00 | 9 | 1 | 1 | 1 | 1 | 1
6483 | 2023-09-28 02:00 | 9 | 1 | 1 | 1 | 1 | 1
6484 | 2023-09-28 03:00 | 9 | 1 | 1 | 1 | 1 | 1
6485 | 2023-09-28 04:00 | 9 | 1 | 1 | 1 | 1 | 1
6486 | 2023-09-28 05:00 | 9 | 1 | 1 | 1 | 1 | 1
6487 | 2023-09-28 06:00 | 9 | 1 | 1 | 1 | 1 | 1
6488 | 2023-09-28 07:00 | 9 | 1 | 1 | 1 | 1 | 1
6489 | 2023-09-28 08:00 | 9 | 1 | 1 | 1 | 1 | 1
6490 | 2023-09-28 09:00 | 9 | 1 | 1 | 1 | 1 | 1
6491 | 2023-09-28 10:00 | 9 | 1 | 1 | 1 | 1 | 1
6492 | 2023-09-28 11:00 | 9 | 1 | 1 | 1 | 1 | 1
6493 | 2023-09-28 12:00 | 9 | 1 | 1 | 1 | 1 | 1
6494 | 2023-09-28 13:00 | 9 | 1 | 1 | 1 | 1 | 1
6495 | 2023-09-28 14:00 | 9 | 1 | 1 | 1 | 1 | 1
6496 | 2023-09-28 15:00 | 9 | 1 | 1 | 1 | 1 | 1
6497 | 2023-09-28 16:00 | 9 | 1 | 1 | 1 | 1 | 1
6498 | 2023-09-28 17:00 | 9 | 1 | 1 | 1 | 1 | 1
6499 | 2023-09-28 18:00 | 9 | 1 | 1 | 1 | 1 | 1
6500 | 2023-09-28 19:00 | 9 | 1 | 1 | 1 | 1 | 1
6501 | 2023-09-28 20:00 | 9 | 1 | 1 | 1 | 1 | 1
6502 | 2023-09-28 21:00 | 9 | 1 | 1 | 1 | 1 | 1
6503 | 2023-09-28 22:00 | 9 | 1 | 1 | 1 | 1 | 1
6504 | 2023-09-28 23:00 | 9 | 1 | 1 | 1 | 1 | 1
6505 | 2023-09-28 | 9 | 1 | 1 | 1 | 1 | 1
6506 | 2023-09-29 01:00 | 9 | 1 | 1 | 1 | 1 | 1
6507 | 2023-09-29 02:00 | 9 | 1 | 1 | 1 | 1 | 1
6508 | 2023-09-29 03:00 | 9 | 1 | 1 | 1 | 1 | 1
6509 | 2023-09-29 04:00 | 9 | 1 | 1 | 1 | 1 | 1
6510 | 2023-09-29 05:00 | 9 | 1 | 1 | 1 | 1 | 1
6511 | 2023-09-29 06:00 | 9 | 1 | 1 | 1 | 1 | 1
6512 | 2023-09-29 07:00 | 9 | 1 | 1 | 1 | 1 | 1
6513 | 2023-09-29 08:00 | 9 | 1 | 1 | 1 | 1 | 1
6514 | 2023-09-29 09:00 | 9 | 1 | 1 | 1 | 1 | 1
6515 | 2023-09-29 10:00 | 9 | 1 | 1 | 1 | 1 | 1
6516 | 2023-09-29 11:00 | 9 | 1 | 1 | 1 | 1 | 1
6517 | 2023-09-29 12:00 | 9 | 1 | 1 | 1 | 1 | 1
6518 | 2023-09-29 13:00 | 9 | 1 | 1 | 1 | 1 | 1
6519 | 2023-09-29 14:00 | 9 | 1 | 1 | 1 | 1 | 1
6520 | 2023-09-29 15:00 | 9 | 1 | 1 | 1 | 1 | 1
6521 | 2023-09-29 16:00 | 9 | 1 | 1 | 1 | 1 | 1
6522 | 2023-09-29 17:00 | 9 | 1 | 1 | 1 | 1 | 1
6523 | 2023-09-29 18:00 | 9 | 1 | 1 | 1 | 1 | 1
6524 | 2023-09-29 19:00 | 9 | 1 | 1 | 1 | 1 | 1
6525 | 2023-09-29 20:00 | 9 | 1 | 1 | 1 | 1 | 1
6526 | 2023-09-29 21:00 | 9 | 1 | 1 | 1 | 1 | 1
6527 | 2023-09-29 22:00 | 9 | 1 | 1 | 1 | 1 | 1
6528 | 2023-09-29 23:00 | 9 | 1 | 1 | 1 | 1 | 1
6529 | 2023-09-29 | 9 | 1 | 1 | 1 | 1 | 1
6530 | 2023-09-30 01:00 | 9 | 1 | 1 | 1 | 1 | 1
6531 | 2023-09-30 02:00 | 9 | 1 | 1 | 1 | 1 | 1
6532 | 2023-09-30 03:00 | 9 | 1 | 1 | 1 | 1 | 1
6533 | 2023-09-30 04:00 | 9 | 1 | 1 | 1 | 1 | 1
6534 | 2023-09-30 05:00 | 9 | 1 | 1 | 1 | 1 | 1
6535 | 2023-09-30 06:00 | 9 | 1 | 1 | 1 | 1 | 1
6536 | 2023-09-30 07:00 | 9 | 1 | 1 | 1 | 1 | 1
6537 | 2023-09-30 08:00 | 9 | 1 | 1 | 1 | 1 | 1
6538 | 2023-09-30 09:00 | 9 | 1 | 1 | 1 | 1 | 1
6539 | 2023-09-30 10:00 | 9 | 1 | 1 | 1 | 1 | 1
6540 | 2023-09-30 11:00 | 9 | 1 | 1 | 1 | 1 | 1
6541 | 2023-09-30 12:00 | 9 | 1 | 1 | 1 | 1 | 1
6542 | 2023-09-30 13:00 | 9 | 1 | 1 | 1 | 1 | 1
6543 | 2023-09-30 14:00 | 9 | 1 | 1 | 1 | 1 | 1
6544 | 2023-09-30 15:00 | 9 | 1 | 1 | 1 | 1 | 1
6545 | 2023-09-30 16:00 | 9 | 1 | 1 | 1 | 1 | 1
6546 | 2023-09-30 17:00 | 9 | 1 | 1 | 1 | 1 | 1
6547 | 2023-09-30 18:00 | 9 | 1 | 1 | 1 | 1 | 1
6548 | 2023-09-30 19:00 | 9 | 1 | 1 | 1 | 1 | 1
6549 | 2023-09-30 20:00 | 9 | 1 | 1 | 1 | 1 | 1
6550 | 2023-09-30 21:00 | 9 | 1 | 1 | 1 | 1 | 1
6551 | 2023-09-30 22:00 | 9 | 1 | 1 | 1 | 1 | 1
6552 | 2023-09-30 23:00 | 9 | 1 | 1 | 1 | 1 | 1
6553 | 2023-09-30 | 9 | 1 | 1 | 1 | 1 | 1
6554 | 2023-10-01 01:00 | 10 | 1 | 1 | 1 | 1 | 1
6555 | 2023-10-01 02:00 | 10 | 1 | 1 | 1 | 1 | 1
6556 | 2023-10-01 03:00 | 10 | 1 | 1 | 1 | 1 | 1
6557 | 2023-10-01 04:00 | 10 | 1 | 1 | 1 | 1 | 1
6558 | 2023-10-01 05:00 | 10 | 1 | 1 | 1 | 1 | 1
6559 | 2023-10-01 06:00 | 10 | 1 | 1 | 1 | 1 | 1
6560 | 2023-10-01 07:00 | 10 | 1 | 1 | 1 | 1 | 1
6561 | 2023-10-01 08:00 | 10 | 1 | 1 | 1 | 1 | 1
6562 | 2023-10-01 09:00 | 10 | 1 | 1 | 1 | 1 | 1
6563 | 2023-10-01 10:00 | 10 | 1 | 1 | 1 | 1 | 1
6564 | 2023-10-01 11:00 | 10 | 1 | 1 | 1 | 1 | 1
6565 | 2023-10-01 12:00 | 10 | 1 | 1 | 1 | 1 | 1
6566 | 2023-10-01 13:00 | 10 | 1 | 1 | 1 | 1 | 1
6567 | 2023-10-01 14:00 | 10 | 1 | 1 | 1 | 1 | 1
6568 | 2023-10-01 15:00 | 10 | 1 | 1 | 1 | 1 | 1
6569 | 2023-10-01 16:00 | 10 | 1 | 1 | 1 | 1 | 1
6570 | 2023-10-01 17:00 | 10 | 1 | 1 | 1 | 1 | 1
6571 | 2023-10-01 18:00 | 10 | 1 | 1 | 1 | 1 | 1
6572 | 2023-10-01 19:00 | 10 | 1 | 1 | 1 | 1 | 1
6573 | 2023-10-01 20:00 | 10 | 1 | 1 | 1 | 1 | 1
6574 | 2023-10-01 21:00 | 10 | 1 | 1 | 1 | 1 | 1
6575 | 2023-10-01 22:00 | 10 | 1 | 1 | 1 | 1 | 1
6576 | 2023-10-01 23:00 | 10 | 1 | 1 | 1 | 1 | 1
6577 | 2023-10-01 | 10 | 1 | 1 | 1 | 1 | 1
6578 | 2023-10-02 01:00 | 10 | 1 | 1 | 1 | 1 | 1
6579 | 2023-10-02 02:00 | 10 | 1 | 1 | 1 | 1 | 1
6580 | 2023-10-02 03:00 | 10 | 1 | 1 | 1 | 1 | 1
6581 | 2023-10-02 04:00 | 10 | 1 | 1 | 1 | 1 | 1
6582 | 2023-10-02 05:00 | 10 | 1 | 1 | 1 | 1 | 1
6583 | 2023-10-02 06:00 | 10 | 1 | 1 | 1 | 1 | 1
6584 | 2023-10-02 07:00 | 10 | 1 | 1 | 1 | 1 | 1
6585 | 2023-10-02 08:00 | 10 | 1 | 1 | 1 | 1 | 1
6586 | 2023-10-02 09:00 | 10 | 1 | 1 | 1 | 1 | 1
6587 | 2023-10-02 10:00 | 10 | 1 | 1 | 1 | 1 | 1
6588 | 2023-10-02 11:00 | 10 | 1 | 1 | 1 | 1 | 1
6589 | 2023-10-02 12:00 | 10 | 1 | 1 | 1 | 1 | 1
6590 | 2023-10-02 13:00 | 10 | 1 | 1 | 1 | 1 | 1
6591 | 2023-10-02 14:00 | 10 | 1 | 1 | 1 | 1 | 1
6592 | 2023-10-02 15:00 | 10 | 1 | 1 | 1 | 1 | 1
6593 | 2023-10-02 16:00 | 10 | 1 | 1 | 1 | 1 | 1
6594 | 2023-10-02 17:00 | 10 | 1 | 1 | 1 | 1 | 1
6595 | 2023-10-02 18:00 | 10 | 1 | 1 | 1 | 1 | 1
6596 | 2023-10-02 19:00 | 10 | 1 | 1 | 1 | 1 | 1
6597 | 2023-10-02 20:00 | 10 | 1 | 1 | 1 | 1 | 1
6598 | 2023-10-02 21:00 | 10 | 1 | 1 | 1 | 1 | 1
6599 | 2023-10-02 22:00 | 10 | 1 | 1 | 1 | 1 | 1
6600 | 2023-10-02 23:00 | 10 | 1 | 1 | 1 | 1 | 1
6601 | 2023-10-02 | 10 | 1 | 1 | 1 | 1 | 1
6602 | 2023-10-03 01:00 | 10 | 1 | 1 | 1 | 1 | 1
6603 | 2023-10-03 02:00 | 10 | 1 | 1 | 1 | 1 | 1
6604 | 2023-10-03 03:00 | 10 | 1 | 1 | 1 | 1 | 1
6605 | 2023-10-03 04:00 | 10 | 1 | 1 | 1 | 1 | 1
6606 | 2023-10-03 05:00 | 10 | 1 | 1 | 1 | 1 | 1
6607 | 2023-10-03 06:00 | 10 | 1 | 1 | 1 | 1 | 1
6608 | 2023-10-03 07:00 | 10 | 1 | 1 | 1 | 1 | 1
6609 | 2023-10-03 08:00 | 10 | 1 | 1 | 1 | 1 | 1
6610 | 2023-10-03 09:00 | 10 | 1 | 1 | 1 | 1 | 1
6611 | 2023-10-03 10:00 | 10 | 1 | 1 | 1 | 1 | 1
6612 | 2023-10-03 11:00 | 10 | 1 | 1 | 1 | 1 | 1
6613 | 2023-10-03 12:00 | 10 | 1 | 1 | 1 | 1 | 1
6614 | 2023-10-03 13:00 | 10 | 1 | 1 | 1 | 1 | 1
6615 | 2023-10-03 14:00 | 10 | 1 | 1 | 1 | 1 | 1
6616 | 2023-10-03 15:00 | 10 | 1 | 1 | 1 | 1 | 1
6617 | 2023-10-03 16:00 | 10 | 1 | 1 | 1 | 1 | 1
6618 | 2023-10-03 17:00 | 10 | 1 | 1 | 1 | 1 | 1
6619 | 2023-10-03 18:00 | 10 | 1 | 1 | 1 | 1 | 1
6620 | 2023-10-03 19:00 | 10 | 1 | 1 | 1 | 1 | 1
6621 | 2023-10-03 20:00 | 10 | 1 | 1 | 1 | 1 | 1
6622 | 2023-10-03 21:00 | 10 | 1 | 1 | 1 | 1 | 1
6623 | 2023-10-03 22:00 | 10 | 1 | 1 | 1 | 1 | 1
6624 | 2023-10-03 23:00 | 10 | 1 | 1 | 1 | 1 | 1
6625 | 2023-10-03 | 10 | 1 | 1 | 1 | 1 | 1
6626 | 2023-10-04 01:00 | 10 | 1 | 1 | 1 | 1 | 1
6627 | 2023-10-04 02:00 | 10 | 1 | 1 | 1 | 1 | 1
6628 | 2023-10-04 03:00 | 10 | 1 | 1 | 1 | 1 | 1
6629 | 2023-10-04 04:00 | 10 | 1 | 1 | 1 | 1 | 1
6630 | 2023-10-04 05:00 | 10 | 1 | 1 | 1 | 1 | 1
6631 | 2023-10-04 06:00 | 10 | 1 | 1 | 1 | 1 | 1
6632 | 2023-10-04 07:00 | 10 | 1 | 1 | 1 | 1 | 1
6633 | 2023-10-04 08:00 | 10 | 1 | 1 | 1 | 1 | 1
6634 | 2023-10-04 09:00 | 10 | 1 | 1 | 1 | 1 | 1
6635 | 2023-10-04 10:00 | 10 | 1 | 1 | 1 | 1 | 1
6636 | 2023-10-04 11:00 | 10 | 1 | 1 | 1 | 1 | 1
6637 | 2023-10-04 12:00 | 10 | 1 | 1 | 1 | 1 | 1
6638 | 2023-10-04 13:00 | 10 | 1 | 1 | 1 | 1 | 1
6639 | 2023-10-04 14:00 | 10 | 1 | 1 | 1 | 1 | 1
6640 | 2023-10-04 15:00 | 10 | 1 | 1 | 1 | 1 | 1
6641 | 2023-10-04 16:00 | 10 | 1 | 1 | 1 | 1 | 1
6642 | 2023-10-04 17:00 | 10 | 1 | 1 | 1 | 1 | 1
6643 | 2023-10-04 18:00 | 10 | 1 | 1 | 1 | 1 | 1
6644 | 2023-10-04 19:00 | 10 | 1 | 1 | 1 | 1 | 1
6645 | 2023-10-04 20:00 | 10 | 1 | 1 | 1 | 1 | 1
6646 | 2023-10-04 21:00 | 10 | 1 | 1 | 1 | 1 | 1
6647 | 2023-10-04 22:00 | 10 | 1 | 1 | 1 | 1 | 1
6648 | 2023-10-04 23:00 | 10 | 1 | 1 | 1 | 1 | 1
6649 | 2023-10-04 | 10 | 1 | 1 | 1 | 1 | 1
6650 | 2023-10-05 01:00 | 10 | 1 | 1 | 1 | 1 | 1
6651 | 2023-10-05 02:00 | 10 | 1 | 1 | 1 | 1 | 1
6652 | 2023-10-05 03:00 | 10 | 1 | 1 | 1 | 1 | 1
6653 | 2023-10-05 04:00 | 10 | 1 | 1 | 1 | 1 | 1
6654 | 2023-10-05 05:00 | 10 | 1 | 1 | 1 | 1 | 1
6655 | 2023-10-05 06:00 | 10 | 1 | 1 | 1 | 1 | 1
6656 | 2023-10-05 07:00 | 10 | 1 | 1 | 1 | 1 | 1
6657 | 2023-10-05 08:00 | 10 | 1 | 1 | 1 | 1 | 1
6658 | 2023-10-05 09:00 | 10 | 1 | 1 | 1 | 1 | 1
6659 | 2023-10-05 10:00 | 10 | 1 | 1 | 1 | 1 | 1
6660 | 2023-10-05 11:00 | 10 | 1 | 1 | 1 | 1 | 1
6661 | 2023-10-05 12:00 | 10 | 1 | 1 | 1 | 1 | 1
6662 | 2023-10-05 13:00 | 10 | 1 | 1 | 1 | 1 | 1
6663 | 2023-10-05 14:00 | 10 | 1 | 1 | 1 | 1 | 1
6664 | 2023-10-05 15:00 | 10 | 1 | 1 | 1 | 1 | 1
6665 | 2023-10-05 16:00 | 10 | 1 | 1 | 1 | 1 | 1
6666 | 2023-10-05 17:00 | 10 | 1 | 1 | 1 | 1 | 1
6667 | 2023-10-05 18:00 | 10 | 1 | 1 | 1 | 1 | 1
6668 | 2023-10-05 19:00 | 10 | 1 | 1 | 1 | 1 | 1
6669 | 2023-10-05 20:00 | 10 | 1 | 1 | 1 | 1 | 1
6670 | 2023-10-05 21:00 | 10 | 1 | 1 | 1 | 1 | 1
6671 | 2023-10-05 22:00 | 10 | 1 | 1 | 1 | 1 | 1
6672 | 2023-10-05 23:00 | 10 | 1 | 1 | 1 | 1 | 1
6673 | 2023-10-05 | 10 | 1 | 1 | 1 | 1 | 1
6674 | 2023-10-06 01:00 | 10 | 1 | 1 | 1 | 1 | 1
6675 | 2023-10-06 02:00 | 10 | 1 | 1 | 1 | 1 | 1
6676 | 2023-10-06 03:00 | 10 | 1 | 1 | 1 | 1 | 1
6677 | 2023-10-06 04:00 | 10 | 1 | 1 | 1 | 1 | 1
6678 | 2023-10-06 05:00 | 10 | 1 | 1 | 1 | 1 | 1
6679 | 2023-10-06 06:00 | 10 | 1 | 1 | 1 | 1 | 1
6680 | 2023-10-06 07:00 | 10 | 1 | 1 | 1 | 1 | 1
6681 | 2023-10-06 08:00 | 10 | 1 | 1 | 1 | 1 | 1
6682 | 2023-10-06 09:00 | 10 | 1 | 1 | 1 | 1 | 1
6683 | 2023-10-06 10:00 | 10 | 1 | 1 | 1 | 1 | 1
6684 | 2023-10-06 11:00 | 10 | 1 | 1 | 1 | 1 | 1
6685 | 2023-10-06 12:00 | 10 | 1 | 1 | 1 | 1 | 1
6686 | 2023-10-06 13:00 | 10 | 1 | 1 | 1 | 1 | 1
6687 | 2023-10-06 14:00 | 10 | 1 | 1 | 1 | 1 | 1
6688 | 2023-10-06 15:00 | 10 | 1 | 1 | 1 | 1 | 1
6689 | 2023-10-06 16:00 | 10 | 1 | 1 | 1 | 1 | 1
6690 | 2023-10-06 17:00 | 10 | 1 | 1 | 1 | 1 | 1
6691 | 2023-10-06 18:00 | 10 | 1 | 1 | 1 | 1 | 1
6692 | 2023-10-06 19:00 | 10 | 1 | 1 | 1 | 1 | 1
6693 | 2023-10-06 20:00 | 10 | 1 | 1 | 1 | 1 | 1
6694 | 2023-10-06 21:00 | 10 | 1 | 1 | 1 | 1 | 1
6695 | 2023-10-06 22:00 | 10 | 1 | 1 | 1 | 1 | 1
6696 | 2023-10-06 23:00 | 10 | 1 | 1 | 1 | 1 | 1
6697 | 2023-10-06 | 10 | 1 | 1 | 1 | 1 | 1
6698 | 2023-10-07 01:00 | 10 | 1 | 1 | 1 | 1 | 1
6699 | 2023-10-07 02:00 | 10 | 1 | 1 | 1 | 1 | 1
6700 | 2023-10-07 03:00 | 10 | 1 | 1 | 1 | 1 | 1
6701 | 2023-10-07 04:00 | 10 | 1 | 1 | 1 | 1 | 1
6702 | 2023-10-07 05:00 | 10 | 1 | 1 | 1 | 1 | 1
6703 | 2023-10-07 06:00 | 10 | 1 | 1 | 1 | 1 | 1
6704 | 2023-10-07 07:00 | 10 | 1 | 1 | 1 | 1 | 1
6705 | 2023-10-07 08:00 | 10 | 1 | 1 | 1 | 1 | 1
6706 | 2023-10-07 09:00 | 10 | 1 | 1 | 1 | 1 | 1
6707 | 2023-10-07 10:00 | 10 | 1 | 1 | 1 | 1 | 1
6708 | 2023-10-07 11:00 | 10 | 1 | 1 | 1 | 1 | 1
6709 | 2023-10-07 12:00 | 10 | 1 | 1 | 1 | 1 | 1
6710 | 2023-10-07 13:00 | 10 | 1 | 1 | 1 | 1 | 1
6711 | 2023-10-07 14:00 | 10 | 1 | 1 | 1 | 1 | 1
6712 | 2023-10-07 15:00 | 10 | 1 | 1 | 1 | 1 | 1
6713 | 2023-10-07 16:00 | 10 | 1 | 1 | 1 | 1 | 1
6714 | 2023-10-07 17:00 | 10 | 1 | 1 | 1 | 1 | 1
6715 | 2023-10-07 18:00 | 10 | 1 | 1 | 1 | 1 | 1
6716 | 2023-10-07 19:00 | 10 | 1 | 1 | 1 | 1 | 1
6717 | 2023-10-07 20:00 | 10 | 1 | 1 | 1 | 1 | 1
6718 | 2023-10-07 21:00 | 10 | 1 | 1 | 1 | 1 | 1
6719 | 2023-10-07 22:00 | 10 | 1 | 1 | 1 | 1 | 1
6720 | 2023-10-07 23:00 | 10 | 1 | 1 | 1 | 1 | 1
6721 | 2023-10-07 | 10 | 1 | 1 | 1 | 1 | 1
6722 | 2023-10-08 01:00 | 10 | 1 | 1 | 1 | 1 | 1
6723 | 2023-10-08 02:00 | 10 | 1 | 1 | 1 | 1 | 1
6724 | 2023-10-08 03:00 | 10 | 1 | 1 | 1 | 1 | 1
6725 | 2023-10-08 04:00 | 10 | 1 | 1 | 1 | 1 | 1
6726 | 2023-10-08 05:00 | 10 | 1 | 1 | 1 | 1 | 1
6727 | 2023-10-08 06:00 | 10 | 1 | 1 | 1 | 1 | 1
6728 | 2023-10-08 07:00 | 10 | 1 | 1 | 1 | 1 | 1
6729 | 2023-10-08 08:00 | 10 | 1 | 1 | 1 | 1 | 1
6730 | 2023-10-08 09:00 | 10 | 1 | 1 | 1 | 1 | 1
6731 | 2023-10-08 10:00 | 10 | 1 | 1 | 1 | 1 | 1
6732 | 2023-10-08 11:00 | 10 | 1 | 1 | 1 | 1 | 1
6733 | 2023-10-08 12:00 | 10 | 1 | 1 | 1 | 1 | 1
6734 | 2023-10-08 13:00 | 10 | 1 | 1 | 1 | 1 | 1
6735 | 2023-10-08 14:00 | 10 | 1 | 1 | 1 | 1 | 1
6736 | 2023-10-08 15:00 | 10 | 1 | 1 | 1 | 1 | 1
6737 | 2023-10-08 16:00 | 10 | 1 | 1 | 1 | 1 | 1
6738 | 2023-10-08 17:00 | 10 | 1 | 1 | 1 | 1 | 1
6739 | 2023-10-08 18:00 | 10 | 1 | 1 | 1 | 1 | 1
6740 | 2023-10-08 19:00 | 10 | 1 | 1 | 1 | 1 | 1
6741 | 2023-10-08 20:00 | 10 | 1 | 1 | 1 | 1 | 1
6742 | 2023-10-08 21:00 | 10 | 1 | 1 | 1 | 1 | 1
6743 | 2023-10-08 22:00 | 10 | 1 | 1 | 1 | 1 | 1
6744 | 2023-10-08 23:00 | 10 | 1 | 1 | 1 | 1 | 1
6745 | 2023-10-08 | 10 | 1 | 1 | 1 | 1 | 1
6746 | 2023-10-09 01:00 | 10 | 1 | 1 | 1 | 1 | 1
6747 | 2023-10-09 02:00 | 10 | 1 | 1 | 1 | 1 | 1
6748 | 2023-10-09 03:00 | 10 | 1 | 1 | 1 | 1 | 1
6749 | 2023-10-09 04:00 | 10 | 1 | 1 | 1 | 1 | 1
6750 | 2023-10-09 05:00 | 10 | 1 | 1 | 1 | 1 | 1
6751 | 2023-10-09 06:00 | 10 | 1 | 1 | 1 | 1 | 1
6752 | 2023-10-09 07:00 | 10 | 1 | 1 | 1 | 1 | 1
6753 | 2023-10-09 08:00 | 10 | 1 | 1 | 1 | 1 | 1
6754 | 2023-10-09 09:00 | 10 | 1 | 1 | 1 | 1 | 1
6755 | 2023-10-09 10:00 | 10 | 1 | 1 | 1 | 1 | 1
6756 | 2023-10-09 11:00 | 10 | 1 | 1 | 1 | 1 | 1
6757 | 2023-10-09 12:00 | 10 | 1 | 1 | 1 | 1 | 1
6758 | 2023-10-09 13:00 | 10 | 1 | 1 | 1 | 1 | 1
6759 | 2023-10-09 14:00 | 10 | 1 | 1 | 1 | 1 | 1
6760 | 2023-10-09 15:00 | 10 | 1 | 1 | 1 | 1 | 1
6761 | 2023-10-09 16:00 | 10 | 1 | 1 | 1 | 1 | 1
6762 | 2023-10-09 17:00 | 10 | 1 | 1 | 1 | 1 | 1
6763 | 2023-10-09 18:00 | 10 | 1 | 1 | 1 | 1 | 1
6764 | 2023-10-09 19:00 | 10 | 1 | 1 | 1 | 1 | 1
6765 | 2023-10-09 20:00 | 10 | 1 | 1 | 1 | 1 | 1
6766 | 2023-10-09 21:00 | 10 | 1 | 1 | 1 | 1 | 1
6767 | 2023-10-09 22:00 | 10 | 1 | 1 | 1 | 1 | 1
6768 | 2023-10-09 23:00 | 10 | 1 | 1 | 1 | 1 | 1
6769 | 2023-10-09 | 10 | 1 | 1 | 1 | 1 | 1
6770 | 2023-10-10 01:00 | 10 | 1 | 1 | 1 | 1 | 1
6771 | 2023-10-10 02:00 | 10 | 1 | 1 | 1 | 1 | 1
6772 | 2023-10-10 03:00 | 10 | 1 | 1 | 1 | 1 | 1
6773 | 2023-10-10 04:00 | 10 | 1 | 1 | 1 | 1 | 1
6774 | 2023-10-10 05:00 | 10 | 1 | 1 | 1 | 1 | 1
6775 | 2023-10-10 06:00 | 10 | 1 | 1 | 1 | 1 | 1
6776 | 2023-10-10 07:00 | 10 | 1 | 1 | 1 | 1 | 1
6777 | 2023-10-10 08:00 | 10 | 1 | 1 | 1 | 1 | 1
6778 | 2023-10-10 09:00 | 10 | 1 | 1 | 1 | 1 | 1
6779 | 2023-10-10 10:00 | 10 | 1 | 1 | 1 | 1 | 1
6780 | 2023-10-10 11:00 | 10 | 1 | 1 | 1 | 1 | 1
6781 | 2023-10-10 12:00 | 10 | 1 | 1 | 1 | 1 | 1
6782 | 2023-10-10 13:00 | 10 | 1 | 1 | 1 | 1 | 1
6783 | 2023-10-10 14:00 | 10 | 1 | 1 | 1 | 1 | 1
6784 | 2023-10-10 15:00 | 10 | 1 | 1 | 1 | 1 | 1
6785 | 2023-10-10 16:00 | 10 | 1 | 1 | 1 | 1 | 1
6786 | 2023-10-10 17:00 | 10 | 1 | 1 | 1 | 1 | 1
6787 | 2023-10-10 18:00 | 10 | 1 | 1 | 1 | 1 | 1
6788 | 2023-10-10 19:00 | 10 | 1 | 1 | 1 | 1 | 1
6789 | 2023-10-10 20:00 | 10 | 1 | 1 | 1 | 1 | 1
6790 | 2023-10-10 21:00 | 10 | 1 | 1 | 1 | 1 | 1
6791 | 2023-10-10 22:00 | 10 | 1 | 1 | 1 | 1 | 1
6792 | 2023-10-10 23:00 | 10 | 1 | 1 | 1 | 1 | 1
6793 | 2023-10-10 | 10 | 1 | 1 | 1 | 1 | 1
6794 | 2023-10-11 01:00 | 10 | 1 | 1 | 1 | 1 | 1
6795 | 2023-10-11 02:00 | 10 | 1 | 1 | 1 | 1 | 1
6796 | 2023-10-11 03:00 | 10 | 1 | 1 | 1 | 1 | 1
6797 | 2023-10-11 04:00 | 10 | 1 | 1 | 1 | 1 | 1
6798 | 2023-10-11 05:00 | 10 | 1 | 1 | 1 | 1 | 1
6799 | 2023-10-11 06:00 | 10 | 1 | 1 | 1 | 1 | 1
6800 | 2023-10-11 07:00 | 10 | 1 | 1 | 1 | 1 | 1
6801 | 2023-10-11 08:00 | 10 | 1 | 1 | 1 | 1 | 1
6802 | 2023-10-11 09:00 | 10 | 1 | 1 | 1 | 1 | 1
6803 | 2023-10-11 10:00 | 10 | 1 | 1 | 1 | 1 | 1
6804 | 2023-10-11 11:00 | 10 | 1 | 1 | 1 | 1 | 1
6805 | 2023-10-11 12:00 | 10 | 1 | 1 | 1 | 1 | 1
6806 | 2023-10-11 13:00 | 10 | 1 | 1 | 1 | 1 | 1
6807 | 2023-10-11 14:00 | 10 | 1 | 1 | 1 | 1 | 1
6808 | 2023-10-11 15:00 | 10 | 1 | 1 | 1 | 1 | 1
6809 | 2023-10-11 16:00 | 10 | 1 | 1 | 1 | 1 | 1
6810 | 2023-10-11 17:00 | 10 | 1 | 1 | 1 | 1 | 1
6811 | 2023-10-11 18:00 | 10 | 1 | 1 | 1 | 1 | 1
6812 | 2023-10-11 19:00 | 10 | 1 | 1 | 1 | 1 | 1
6813 | 2023-10-11 20:00 | 10 | 1 | 1 | 1 | 1 | 1
6814 | 2023-10-11 21:00 | 10 | 1 | 1 | 1 | 1 | 1
6815 | 2023-10-11 22:00 | 10 | 1 | 1 | 1 | 1 | 1
6816 | 2023-10-11 23:00 | 10 | 1 | 1 | 1 | 1 | 1
6817 | 2023-10-11 | 10 | 1 | 1 | 1 | 1 | 1
6818 | 2023-10-12 01:00 | 10 | 1 | 1 | 1 | 1 | 1
6819 | 2023-10-12 02:00 | 10 | 1 | 1 | 1 | 1 | 1
6820 | 2023-10-12 03:00 | 10 | 1 | 1 | 1 | 1 | 1
6821 | 2023-10-12 04:00 | 10 | 1 | 1 | 1 | 1 | 1
6822 | 2023-10-12 05:00 | 10 | 1 | 1 | 1 | 1 | 1
6823 | 2023-10-12 06:00 | 10 | 1 | 1 | 1 | 1 | 1
6824 | 2023-10-12 07:00 | 10 | 1 | 1 | 1 | 1 | 1
6825 | 2023-10-12 08:00 | 10 | 1 | 1 | 1 | 1 | 1
6826 | 2023-10-12 09:00 | 10 | 1 | 1 | 1 | 1 | 1
6827 | 2023-10-12 10:00 | 10 | 1 | 1 | 1 | 1 | 1
6828 | 2023-10-12 11:00 | 10 | 1 | 1 | 1 | 1 | 1
6829 | 2023-10-12 12:00 | 10 | 1 | 1 | 1 | 1 | 1
6830 | 2023-10-12 13:00 | 10 | 1 | 1 | 1 | 1 | 1
6831 | 2023-10-12 14:00 | 10 | 1 | 1 | 1 | 1 | 1
6832 | 2023-10-12 15:00 | 10 | 1 | 1 | 1 | 1 | 1
6833 | 2023-10-12 16:00 | 10 | 1 | 1 | 1 | 1 | 1
6834 | 2023-10-12 17:00 | 10 | 1 | 1 | 1 | 1 | 1
6835 | 2023-10-12 18:00 | 10 | 1 | 1 | 1 | 1 | 1
6836 | 2023-10-12 19:00 | 10 | 1 | 1 | 1 | 1 | 1
6837 | 2023-10-12 20:00 | 10 | 1 | 1 | 1 | 1 | 1
6838 | 2023-10-12 21:00 | 10 | 1 | 1 | 1 | 1 | 1
6839 | 2023-10-12 22:00 | 10 | 1 | 1 | 1 | 1 | 1
6840 | 2023-10-12 23:00 | 10 | 1 | 1 | 1 | 1 | 1
6841 | 2023-10-12 | 10 | 1 | 1 | 1 | 1 | 1
6842 | 2023-10-13 01:00 | 10 | 1 | 1 | 1 | 1 | 1
6843 | 2023-10-13 02:00 | 10 | 1 | 1 | 1 | 1 | 1
6844 | 2023-10-13 03:00 | 10 | 1 | 1 | 1 | 1 | 1
6845 | 2023-10-13 04:00 | 10 | 1 | 1 | 1 | 1 | 1
6846 | 2023-10-13 05:00 | 10 | 1 | 1 | 1 | 1 | 1
6847 | 2023-10-13 06:00 | 10 | 1 | 1 | 1 | 1 | 1
6848 | 2023-10-13 07:00 | 10 | 1 | 1 | 1 | 1 | 1
6849 | 2023-10-13 08:00 | 10 | 1 | 1 | 1 | 1 | 1
6850 | 2023-10-13 09:00 | 10 | 1 | 1 | 1 | 1 | 1
6851 | 2023-10-13 10:00 | 10 | 1 | 1 | 1 | 1 | 1
6852 | 2023-10-13 11:00 | 10 | 1 | 1 | 1 | 1 | 1
6853 | 2023-10-13 12:00 | 10 | 1 | 1 | 1 | 1 | 1
6854 | 2023-10-13 13:00 | 10 | 1 | 1 | 1 | 1 | 1
6855 | 2023-10-13 14:00 | 10 | 1 | 1 | 1 | 1 | 1
6856 | 2023-10-13 15:00 | 10 | 1 | 1 | 1 | 1 | 1
6857 | 2023-10-13 16:00 | 10 | 1 | 1 | 1 | 1 | 1
6858 | 2023-10-13 17:00 | 10 | 1 | 1 | 1 | 1 | 1
6859 | 2023-10-13 18:00 | 10 | 1 | 1 | 1 | 1 | 1
6860 | 2023-10-13 19:00 | 10 | 1 | 1 | 1 | 1 | 1
6861 | 2023-10-13 20:00 | 10 | 1 | 1 | 1 | 1 | 1
6862 | 2023-10-13 21:00 | 10 | 1 | 1 | 1 | 1 | 1
6863 | 2023-10-13 22:00 | 10 | 1 | 1 | 1 | 1 | 1
6864 | 2023-10-13 23:00 | 10 | 1 | 1 | 1 | 1 | 1
6865 | 2023-10-13 | 10 | 1 | 1 | 1 | 1 | 1
6866 | 2023-10-14 01:00 | 10 | 1 | 1 | 1 | 1 | 1
6867 | 2023-10-14 02:00 | 10 | 1 | 1 | 1 | 1 | 1
6868 | 2023-10-14 03:00 | 10 | 1 | 1 | 1 | 1 | 1
6869 | 2023-10-14 04:00 | 10 | 1 | 1 | 1 | 1 | 1
6870 | 2023-10-14 05:00 | 10 | 1 | 1 | 1 | 1 | 1
6871 | 2023-10-14 06:00 | 10 | 1 | 1 | 1 | 1 | 1
6872 | 2023-10-14 07:00 | 10 | 1 | 1 | 1 | 1 | 1
6873 | 2023-10-14 08:00 | 10 | 1 | 1 | 1 | 1 | 1
6874 | 2023-10-14 09:00 | 10 | 1 | 1 | 1 | 1 | 1
6875 | 2023-10-14 10:00 | 10 | 1 | 1 | 1 | 1 | 1
6876 | 2023-10-14 11:00 | 10 | 1 | 1 | 1 | 1 | 1
6877 | 2023-10-14 12:00 | 10 | 1 | 1 | 1 | 1 | 1
6878 | 2023-10-14 13:00 | 10 | 1 | 1 | 1 | 1 | 1
6879 | 2023-10-14 14:00 | 10 | 1 | 1 | 1 | 1 | 1
6880 | 2023-10-14 15:00 | 10 | 1 | 1 | 1 | 1 | 1
6881 | 2023-10-14 16:00 | 10 | 1 | 1 | 1 | 1 | 1
6882 | 2023-10-14 17:00 | 10 | 1 | 1 | 1 | 1 | 1
6883 | 2023-10-14 18:00 | 10 | 1 | 1 | 1 | 1 | 1
6884 | 2023-10-14 19:00 | 10 | 1 | 1 | 1 | 1 | 1
6885 | 2023-10-14 20:00 | 10 | 1 | 1 | 1 | 1 | 1
6886 | 2023-10-14 21:00 | 10 | 1 | 1 | 1 | 1 | 1
6887 | 2023-10-14 22:00 | 10 | 1 | 1 | 1 | 1 | 1
6888 | 2023-10-14 23:00 | 10 | 1 | 1 | 1 | 1 | 1
6889 | 2023-10-14 | 10 | 1 | 1 | 1 | 1 | 1
6890 | 2023-10-15 01:00 | 10 | 1 | 1 | 1 | 1 | 1
6891 | 2023-10-15 02:00 | 10 | 1 | 1 | 1 | 1 | 1
6892 | 2023-10-15 03:00 | 10 | 1 | 1 | 1 | 1 | 1
6893 | 2023-10-15 04:00 | 10 | 1 | 1 | 1 | 1 | 1
6894 | 2023-10-15 05:00 | 10 | 1 | 1 | 1 | 1 | 1
6895 | 2023-10-15 06:00 | 10 | 1 | 1 | 1 | 1 | 1
6896 | 2023-10-15 07:00 | 10 | 1 | 1 | 1 | 1 | 1
6897 | 2023-10-15 08:00 | 10 | 1 | 1 | 1 | 1 | 1
6898 | 2023-10-15 09:00 | 10 | 1 | 1 | 1 | 1 | 1
6899 | 2023-10-15 10:00 | 10 | 1 | 1 | 1 | 1 | 1
6900 | 2023-10-15 11:00 | 10 | 1 | 1 | 1 | 1 | 1
6901 | 2023-10-15 12:00 | 10 | 1 | 1 | 1 | 1 | 1
6902 | 2023-10-15 13:00 | 10 | 1 | 1 | 1 | 1 | 1
6903 | 2023-10-15 14:00 | 10 | 1 | 1 | 1 | 1 | 1
6904 | 2023-10-15 15:00 | 10 | 1 | 1 | 1 | 1 | 1
6905 | 2023-10-15 16:00 | 10 | 1 | 1 | 1 | 1 | 1
6906 | 2023-10-15 17:00 | 10 | 1 | 1 | 1 | 1 | 1
6907 | 2023-10-15 18:00 | 10 | 1 | 1 | 1 | 1 | 1
6908 | 2023-10-15 19:00 | 10 | 1 | 1 | 1 | 1 | 1
6909 | 2023-10-15 20:00 | 10 | 1 | 1 | 1 | 1 | 1
6910 | 2023-10-15 21:00 | 10 | 1 | 1 | 1 | 1 | 1
6911 | 2023-10-15 22:00 | 10 | 1 | 1 | 1 | 1 | 1
6912 | 2023-10-15 23:00 | 10 | 1 | 1 | 1 | 1 | 1
6913 | 2023-10-15 | 10 | 1 | 1 | 1 | 1 | 1
6914 | 2023-10-16 01:00 | 10 | 1 | 1 | 1 | 1 | 1
6915 | 2023-10-16 02:00 | 10 | 1 | 1 | 1 | 1 | 1
6916 | 2023-10-16 03:00 | 10 | 1 | 1 | 1 | 1 | 1
6917 | 2023-10-16 04:00 | 10 | 1 | 1 | 1 | 1 | 1
6918 | 2023-10-16 05:00 | 10 | 1 | 1 | 1 | 1 | 1
6919 | 2023-10-16 06:00 | 10 | 1 | 1 | 1 | 1 | 1
6920 | 2023-10-16 07:00 | 10 | 1 | 1 | 1 | 1 | 1
6921 | 2023-10-16 08:00 | 10 | 1 | 1 | 1 | 1 | 1
6922 | 2023-10-16 09:00 | 10 | 1 | 1 | 1 | 1 | 1
6923 | 2023-10-16 10:00 | 10 | 1 | 1 | 1 | 1 | 1
6924 | 2023-10-16 11:00 | 10 | 1 | 1 | 1 | 1 | 1
6925 | 2023-10-16 12:00 | 10 | 1 | 1 | 1 | 1 | 1
6926 | 2023-10-16 13:00 | 10 | 1 | 1 | 1 | 1 | 1
6927 | 2023-10-16 14:00 | 10 | 1 | 1 | 1 | 1 | 1
6928 | 2023-10-16 15:00 | 10 | 1 | 1 | 1 | 1 | 1
6929 | 2023-10-16 16:00 | 10 | 1 | 1 | 1 | 1 | 1
6930 | 2023-10-16 17:00 | 10 | 1 | 1 | 1 | 1 | 1
6931 | 2023-10-16 18:00 | 10 | 1 | 1 | 1 | 1 | 1
6932 | 2023-10-16 19:00 | 10 | 1 | 1 | 1 | 1 | 1
6933 | 2023-10-16 20:00 | 10 | 1 | 1 | 1 | 1 | 1
6934 | 2023-10-16 21:00 | 10 | 1 | 1 | 1 | 1 | 1
6935 | 2023-10-16 22:00 | 10 | 1 | 1 | 1 | 1 | 1
6936 | 2023-10-16 23:00 | 10 | 1 | 1 | 1 | 1 | 1
6937 | 2023-10-16 | 10 | 1 | 1 | 1 | 1 | 1
6938 | 2023-10-17 01:00 | 10 | 1 | 1 | 1 | 1 | 1
6939 | 2023-10-17 02:00 | 10 | 1 | 1 | 1 | 1 | 1
6940 | 2023-10-17 03:00 | 10 | 1 | 1 | 1 | 1 | 1
6941 | 2023-10-17 04:00 | 10 | 1 | 1 | 1 | 1 | 1
6942 | 2023-10-17 05:00 | 10 | 1 | 1 | 1 | 1 | 1
6943 | 2023-10-17 06:00 | 10 | 1 | 1 | 1 | 1 | 1
6944 | 2023-10-17 07:00 | 10 | 1 | 1 | 1 | 1 | 1
6945 | 2023-10-17 08:00 | 10 | 1 | 1 | 1 | 1 | 1
6946 | 2023-10-17 09:00 | 10 | 1 | 1 | 1 | 1 | 1
6947 | 2023-10-17 10:00 | 10 | 1 | 1 | 1 | 1 | 1
6948 | 2023-10-17 11:00 | 10 | 1 | 1 | 1 | 1 | 1
6949 | 2023-10-17 12:00 | 10 | 1 | 1 | 1 | 1 | 1
6950 | 2023-10-17 13:00 | 10 | 1 | 1 | 1 | 1 | 1
6951 | 2023-10-17 14:00 | 10 | 1 | 1 | 1 | 1 | 1
6952 | 2023-10-17 15:00 | 10 | 1 | 1 | 1 | 1 | 1
6953 | 2023-10-17 16:00 | 10 | 1 | 1 | 1 | 1 | 1
6954 | 2023-10-17 17:00 | 10 | 1 | 1 | 1 | 1 | 1
6955 | 2023-10-17 18:00 | 10 | 1 | 1 | 1 | 1 | 1
6956 | 2023-10-17 19:00 | 10 | 1 | 1 | 1 | 1 | 1
6957 | 2023-10-17 20:00 | 10 | 1 | 1 | 1 | 1 | 1
6958 | 2023-10-17 21:00 | 10 | 1 | 1 | 1 | 1 | 1
6959 | 2023-10-17 22:00 | 10 | 1 | 1 | 1 | 1 | 1
6960 | 2023-10-17 23:00 | 10 | 1 | 1 | 1 | 1 | 1
6961 | 2023-10-17 | 10 | 1 | 1 | 1 | 1 | 1
6962 | 2023-10-18 01:00 | 10 | 1 | 1 | 1 | 1 | 1
6963 | 2023-10-18 02:00 | 10 | 1 | 1 | 1 | 1 | 1
6964 | 2023-10-18 03:00 | 10 | 1 | 1 | 1 | 1 | 1
6965 | 2023-10-18 04:00 | 10 | 1 | 1 | 1 | 1 | 1
6966 | 2023-10-18 05:00 | 10 | 1 | 1 | 1 | 1 | 1
6967 | 2023-10-18 06:00 | 10 | 1 | 1 | 1 | 1 | 1
6968 | 2023-10-18 07:00 | 10 | 1 | 1 | 1 | 1 | 1
6969 | 2023-10-18 08:00 | 10 | 1 | 1 | 1 | 1 | 1
6970 | 2023-10-18 09:00 | 10 | 1 | 1 | 1 | 1 | 1
6971 | 2023-10-18 10:00 | 10 | 1 | 1 | 1 | 1 | 1
6972 | 2023-10-18 11:00 | 10 | 1 | 1 | 1 | 1 | 1
6973 | 2023-10-18 12:00 | 10 | 1 | 1 | 1 | 1 | 1
6974 | 2023-10-18 13:00 | 10 | 1 | 1 | 1 | 1 | 1
6975 | 2023-10-18 14:00 | 10 | 1 | 1 | 1 | 1 | 1
6976 | 2023-10-18 15:00 | 10 | 1 | 1 | 1 | 1 | 1
6977 | 2023-10-18 16:00 | 10 | 1 | 1 | 1 | 1 | 1
6978 | 2023-10-18 17:00 | 10 | 1 | 1 | 1 | 1 | 1
6979 | 2023-10-18 18:00 | 10 | 1 | 1 | 1 | 1 | 1
6980 | 2023-10-18 19:00 | 10 | 1 | 1 | 1 | 1 | 1
6981 | 2023-10-18 20:00 | 10 | 1 | 1 | 1 | 1 | 1
6982 | 2023-10-18 21:00 | 10 | 1 | 1 | 1 | 1 | 1
6983 | 2023-10-18 22:00 | 10 | 1 | 1 | 1 | 1 | 1
6984 | 2023-10-18 23:00 | 10 | 1 | 1 | 1 | 1 | 1
6985 | 2023-10-18 | 10 | 1 | 1 | 1 | 1 | 1
6986 | 2023-10-19 01:00 | 10 | 1 | 1 | 1 | 1 | 1
6987 | 2023-10-19 02:00 | 10 | 1 | 1 | 1 | 1 | 1
6988 | 2023-10-19 03:00 | 10 | 1 | 1 | 1 | 1 | 1
6989 | 2023-10-19 04:00 | 10 | 1 | 1 | 1 | 1 | 1
6990 | 2023-10-19 05:00 | 10 | 1 | 1 | 1 | 1 | 1
6991 | 2023-10-19 06:00 | 10 | 1 | 1 | 1 | 1 | 1
6992 | 2023-10-19 07:00 | 10 | 1 | 1 | 1 | 1 | 1
6993 | 2023-10-19 08:00 | 10 | 1 | 1 | 1 | 1 | 1
6994 | 2023-10-19 09:00 | 10 | 1 | 1 | 1 | 1 | 1
6995 | 2023-10-19 10:00 | 10 | 1 | 1 | 1 | 1 | 1
6996 | 2023-10-19 11:00 | 10 | 1 | 1 | 1 | 1 | 1
6997 | 2023-10-19 12:00 | 10 | 1 | 1 | 1 | 1 | 1
6998 | 2023-10-19 13:00 | 10 | 1 | 1 | 1 | 1 | 1
6999 | 2023-10-19 14:00 | 10 | 1 | 1 | 1 | 1 | 1
7000 | 2023-10-19 15:00 | 10 | 1 | 1 | 1 | 1 | 1
7001 | 2023-10-19 16:00 | 10 | 1 | 1 | 1 | 1 | 1
7002 | 2023-10-19 17:00 | 10 | 1 | 1 | 1 | 1 | 1
7003 | 2023-10-19 18:00 | 10 | 1 | 1 | 1 | 1 | 1
7004 | 2023-10-19 19:00 | 10 | 1 | 1 | 1 | 1 | 1
7005 | 2023-10-19 20:00 | 10 | 1 | 1 | 1 | 1 | 1
7006 | 2023-10-19 21:00 | 10 | 1 | 1 | 1 | 1 | 1
7007 | 2023-10-19 22:00 | 10 | 1 | 1 | 1 | 1 | 1
7008 | 2023-10-19 23:00 | 10 | 1 | 1 | 1 | 1 | 1
7009 | 2023-10-19 | 10 | 1 | 1 | 1 | 1 | 1
7010 | 2023-10-20 01:00 | 10 | 1 | 1 | 1 | 1 | 1
7011 | 2023-10-20 02:00 | 10 | 1 | 1 | 1 | 1 | 1
7012 | 2023-10-20 03:00 | 10 | 1 | 1 | 1 | 1 | 1
7013 | 2023-10-20 04:00 | 10 | 1 | 1 | 1 | 1 | 1
7014 | 2023-10-20 05:00 | 10 | 1 | 1 | 1 | 1 | 1
7015 | 2023-10-20 06:00 | 10 | 1 | 1 | 1 | 1 | 1
7016 | 2023-10-20 07:00 | 10 | 1 | 1 | 1 | 1 | 1
7017 | 2023-10-20 08:00 | 10 | 1 | 1 | 1 | 1 | 1
7018 | 2023-10-20 09:00 | 10 | 1 | 1 | 1 | 1 | 1
7019 | 2023-10-20 10:00 | 10 | 1 | 1 | 1 | 1 | 1
7020 | 2023-10-20 11:00 | 10 | 1 | 1 | 1 | 1 | 1
7021 | 2023-10-20 12:00 | 10 | 1 | 1 | 1 | 1 | 1
7022 | 2023-10-20 13:00 | 10 | 1 | 1 | 1 | 1 | 1
7023 | 2023-10-20 14:00 | 10 | 1 | 1 | 1 | 1 | 1
7024 | 2023-10-20 15:00 | 10 | 1 | 1 | 1 | 1 | 1
7025 | 2023-10-20 16:00 | 10 | 1 | 1 | 1 | 1 | 1
7026 | 2023-10-20 17:00 | 10 | 1 | 1 | 1 | 1 | 1
7027 | 2023-10-20 18:00 | 10 | 1 | 1 | 1 | 1 | 1
7028 | 2023-10-20 19:00 | 10 | 1 | 1 | 1 | 1 | 1
7029 | 2023-10-20 20:00 | 10 | 1 | 1 | 1 | 1 | 1
7030 | 2023-10-20 21:00 | 10 | 1 | 1 | 1 | 1 | 1
7031 | 2023-10-20 22:00 | 10 | 1 | 1 | 1 | 1 | 1
7032 | 2023-10-20 23:00 | 10 | 1 | 1 | 1 | 1 | 1
7033 | 2023-10-20 | 10 | 1 | 1 | 1 | 1 | 1
7034 | 2023-10-21 01:00 | 10 | 1 | 1 | 1 | 1 | 1
7035 | 2023-10-21 02:00 | 10 | 1 | 1 | 1 | 1 | 1
7036 | 2023-10-21 03:00 | 10 | 1 | 1 | 1 | 1 | 1
7037 | 2023-10-21 04:00 | 10 | 1 | 1 | 1 | 1 | 1
7038 | 2023-10-21 05:00 | 10 | 1 | 1 | 1 | 1 | 1
7039 | 2023-10-21 06:00 | 10 | 1 | 1 | 1 | 1 | 1
7040 | 2023-10-21 07:00 | 10 | 1 | 1 | 1 | 1 | 1
7041 | 2023-10-21 08:00 | 10 | 1 | 1 | 1 | 1 | 1
7042 | 2023-10-21 09:00 | 10 | 1 | 1 | 1 | 1 | 1
7043 | 2023-10-21 10:00 | 10 | 1 | 1 | 1 | 1 | 1
7044 | 2023-10-21 11:00 | 10 | 1 | 1 | 1 | 1 | 1
7045 | 2023-10-21 12:00 | 10 | 1 | 1 | 1 | 1 | 1
7046 | 2023-10-21 13:00 | 10 | 1 | 1 | 1 | 1 | 1
7047 | 2023-10-21 14:00 | 10 | 1 | 1 | 1 | 1 | 1
7048 | 2023-10-21 15:00 | 10 | 1 | 1 | 1 | 1 | 1
7049 | 2023-10-21 16:00 | 10 | 1 | 1 | 1 | 1 | 1
7050 | 2023-10-21 17:00 | 10 | 1 | 1 | 1 | 1 | 1
7051 | 2023-10-21 18:00 | 10 | 1 | 1 | 1 | 1 | 1
7052 | 2023-10-21 19:00 | 10 | 1 | 1 | 1 | 1 | 1
7053 | 2023-10-21 20:00 | 10 | 1 | 1 | 1 | 1 | 1
7054 | 2023-10-21 21:00 | 10 | 1 | 1 | 1 | 1 | 1
7055 | 2023-10-21 22:00 | 10 | 1 | 1 | 1 | 1 | 1
7056 | 2023-10-21 23:00 | 10 | 1 | 1 | 1 | 1 | 1
7057 | 2023-10-21 | 10 | 1 | 1 | 1 | 1 | 1
7058 | 2023-10-22 01:00 | 10 | 1 | 1 | 1 | 1 | 1
7059 | 2023-10-22 02:00 | 10 | 1 | 1 | 1 | 1 | 1
7060 | 2023-10-22 03:00 | 10 | 1 | 1 | 1 | 1 | 1
7061 | 2023-10-22 04:00 | 10 | 1 | 1 | 1 | 1 | 1
7062 | 2023-10-22 05:00 | 10 | 1 | 1 | 1 | 1 | 1
7063 | 2023-10-22 06:00 | 10 | 1 | 1 | 1 | 1 | 1
7064 | 2023-10-22 07:00 | 10 | 1 | 1 | 1 | 1 | 1
7065 | 2023-10-22 08:00 | 10 | 1 | 1 | 1 | 1 | 1
7066 | 2023-10-22 09:00 | 10 | 1 | 1 | 1 | 1 | 1
7067 | 2023-10-22 10:00 | 10 | 1 | 1 | 1 | 1 | 1
7068 | 2023-10-22 11:00 | 10 | 1 | 1 | 1 | 1 | 1
7069 | 2023-10-22 12:00 | 10 | 1 | 1 | 1 | 1 | 1
7070 | 2023-10-22 13:00 | 10 | 1 | 1 | 1 | 1 | 1
7071 | 2023-10-22 14:00 | 10 | 1 | 1 | 1 | 1 | 1
7072 | 2023-10-22 15:00 | 10 | 1 | 1 | 1 | 1 | 1
7073 | 2023-10-22 16:00 | 10 | 1 | 1 | 1 | 1 | 1
7074 | 2023-10-22 17:00 | 10 | 1 | 1 | 1 | 1 | 1
7075 | 2023-10-22 18:00 | 10 | 1 | 1 | 1 | 1 | 1
7076 | 2023-10-22 19:00 | 10 | 1 | 1 | 1 | 1 | 1
7077 | 2023-10-22 20:00 | 10 | 1 | 1 | 1 | 1 | 1
7078 | 2023-10-22 21:00 | 10 | 1 | 1 | 1 | 1 | 1
7079 | 2023-10-22 22:00 | 10 | 1 | 1 | 1 | 1 | 1
7080 | 2023-10-22 23:00 | 10 | 1 | 1 | 1 | 1 | 1
7081 | 2023-10-22 | 10 | 1 | 1 | 1 | 1 | 1
7082 | 2023-10-23 01:00 | 10 | 1 | 1 | 1 | 1 | 1
7083 | 2023-10-23 02:00 | 10 | 1 | 1 | 1 | 1 | 1
7084 | 2023-10-23 03:00 | 10 | 1 | 1 | 1 | 1 | 1
7085 | 2023-10-23 04:00 | 10 | 1 | 1 | 1 | 1 | 1
7086 | 2023-10-23 05:00 | 10 | 1 | 1 | 1 | 1 | 1
7087 | 2023-10-23 06:00 | 10 | 1 | 1 | 1 | 1 | 1
7088 | 2023-10-23 07:00 | 10 | 1 | 1 | 1 | 1 | 1
7089 | 2023-10-23 08:00 | 10 | 1 | 1 | 1 | 1 | 1
7090 | 2023-10-23 09:00 | 10 | 1 | 1 | 1 | 1 | 1
7091 | 2023-10-23 10:00 | 10 | 1 | 1 | 1 | 1 | 1
7092 | 2023-10-23 11:00 | 10 | 1 | 1 | 1 | 1 | 1
7093 | 2023-10-23 12:00 | 10 | 1 | 1 | 1 | 1 | 1
7094 | 2023-10-23 13:00 | 10 | 1 | 1 | 1 | 1 | 1
7095 | 2023-10-23 14:00 | 10 | 1 | 1 | 1 | 1 | 1
7096 | 2023-10-23 15:00 | 10 | 1 | 1 | 1 | 1 | 1
7097 | 2023-10-23 16:00 | 10 | 1 | 1 | 1 | 1 | 1
7098 | 2023-10-23 17:00 | 10 | 1 | 1 | 1 | 1 | 1
7099 | 2023-10-23 18:00 | 10 | 1 | 1 | 1 | 1 | 1
7100 | 2023-10-23 19:00 | 10 | 1 | 1 | 1 | 1 | 1
7101 | 2023-10-23 20:00 | 10 | 1 | 1 | 1 | 1 | 1
7102 | 2023-10-23 21:00 | 10 | 1 | 1 | 1 | 1 | 1
7103 | 2023-10-23 22:00 | 10 | 1 | 1 | 1 | 1 | 1
7104 | 2023-10-23 23:00 | 10 | 1 | 1 | 1 | 1 | 1
7105 | 2023-10-23 | 10 | 1 | 1 | 1 | 1 | 1
7106 | 2023-10-24 01:00 | 10 | 1 | 1 | 1 | 1 | 1
7107 | 2023-10-24 02:00 | 10 | 1 | 1 | 1 | 1 | 1
7108 | 2023-10-24 03:00 | 10 | 1 | 1 | 1 | 1 | 1
7109 | 2023-10-24 04:00 | 10 | 1 | 1 | 1 | 1 | 1
7110 | 2023-10-24 05:00 | 10 | 1 | 1 | 1 | 1 | 1
7111 | 2023-10-24 06:00 | 10 | 1 | 1 | 1 | 1 | 1
7112 | 2023-10-24 07:00 | 10 | 1 | 1 | 1 | 1 | 1
7113 | 2023-10-24 08:00 | 10 | 1 | 1 | 1 | 1 | 1
7114 | 2023-10-24 09:00 | 10 | 1 | 1 | 1 | 1 | 1
7115 | 2023-10-24 10:00 | 10 | 1 | 1 | 1 | 1 | 1
7116 | 2023-10-24 11:00 | 10 | 1 | 1 | 1 | 1 | 1
7117 | 2023-10-24 12:00 | 10 | 1 | 1 | 1 | 1 | 1
7118 | 2023-10-24 13:00 | 10 | 1 | 1 | 1 | 1 | 1
7119 | 2023-10-24 14:00 | 10 | 1 | 1 | 1 | 1 | 1
7120 | 2023-10-24 15:00 | 10 | 1 | 1 | 1 | 1 | 1
7121 | 2023-10-24 16:00 | 10 | 1 | 1 | 1 | 1 | 1
7122 | 2023-10-24 17:00 | 10 | 1 | 1 | 1 | 1 | 1
7123 | 2023-10-24 18:00 | 10 | 1 | 1 | 1 | 1 | 1
7124 | 2023-10-24 19:00 | 10 | 1 | 1 | 1 | 1 | 1
7125 | 2023-10-24 20:00 | 10 | 1 | 1 | 1 | 1 | 1
7126 | 2023-10-24 21:00 | 10 | 1 | 1 | 1 | 1 | 1
7127 | 2023-10-24 22:00 | 10 | 1 | 1 | 1 | 1 | 1
7128 | 2023-10-24 23:00 | 10 | 1 | 1 | 1 | 1 | 1
7129 | 2023-10-24 | 10 | 1 | 1 | 1 | 1 | 1
7130 | 2023-10-25 01:00 | 10 | 1 | 1 | 1 | 1 | 1
7131 | 2023-10-25 02:00 | 10 | 1 | 1 | 1 | 1 | 1
7132 | 2023-10-25 03:00 | 10 | 1 | 1 | 1 | 1 | 1
7133 | 2023-10-25 04:00 | 10 | 1 | 1 | 1 | 1 | 1
7134 | 2023-10-25 05:00 | 10 | 1 | 1 | 1 | 1 | 1
7135 | 2023-10-25 06:00 | 10 | 1 | 1 | 1 | 1 | 1
7136 | 2023-10-25 07:00 | 10 | 1 | 1 | 1 | 1 | 1
7137 | 2023-10-25 08:00 | 10 | 1 | 1 | 1 | 1 | 1
7138 | 2023-10-25 09:00 | 10 | 1 | 1 | 1 | 1 | 1
7139 | 2023-10-25 10:00 | 10 | 1 | 1 | 1 | 1 | 1
7140 | 2023-10-25 11:00 | 10 | 1 | 1 | 1 | 1 | 1
7141 | 2023-10-25 12:00 | 10 | 1 | 1 | 1 | 1 | 1
7142 | 2023-10-25 13:00 | 10 | 1 | 1 | 1 | 1 | 1
7143 | 2023-10-25 14:00 | 10 | 1 | 1 | 1 | 1 | 1
7144 | 2023-10-25 15:00 | 10 | 1 | 1 | 1 | 1 | 1
7145 | 2023-10-25 16:00 | 10 | 1 | 1 | 1 | 1 | 1
7146 | 2023-10-25 17:00 | 10 | 1 | 1 | 1 | 1 | 1
7147 | 2023-10-25 18:00 | 10 | 1 | 1 | 1 | 1 | 1
7148 | 2023-10-25 19:00 | 10 | 1 | 1 | 1 | 1 | 1
7149 | 2023-10-25 20:00 | 10 | 1 | 1 | 1 | 1 | 1
7150 | 2023-10-25 21:00 | 10 | 1 | 1 | 1 | 1 | 1
7151 | 2023-10-25 22:00 | 10 | 1 | 1 | 1 | 1 | 1
7152 | 2023-10-25 23:00 | 10 | 1 | 1 | 1 | 1 | 1
7153 | 2023-10-25 | 10 | 1 | 1 | 1 | 1 | 1
7154 | 2023-10-26 01:00 | 10 | 1 | 1 | 1 | 1 | 1
7155 | 2023-10-26 02:00 | 10 | 1 | 1 | 1 | 1 | 1
7156 | 2023-10-26 03:00 | 10 | 1 | 1 | 1 | 1 | 1
7157 | 2023-10-26 04:00 | 10 | 1 | 1 | 1 | 1 | 1
7158 | 2023-10-26 05:00 | 10 | 1 | 1 | 1 | 1 | 1
7159 | 2023-10-26 06:00 | 10 | 1 | 1 | 1 | 1 | 1
7160 | 2023-10-26 07:00 | 10 | 1 | 1 | 1 | 1 | 1
7161 | 2023-10-26 08:00 | 10 | 1 | 1 | 1 | 1 | 1
7162 | 2023-10-26 09:00 | 10 | 1 | 1 | 1 | 1 | 1
7163 | 2023-10-26 10:00 | 10 | 1 | 1 | 1 | 1 | 1
7164 | 2023-10-26 11:00 | 10 | 1 | 1 | 1 | 1 | 1
7165 | 2023-10-26 12:00 | 10 | 1 | 1 | 1 | 1 | 1
7166 | 2023-10-26 13:00 | 10 | 1 | 1 | 1 | 1 | 1
7167 | 2023-10-26 14:00 | 10 | 1 | 1 | 1 | 1 | 1
7168 | 2023-10-26 15:00 | 10 | 1 | 1 | 1 | 1 | 1
7169 | 2023-10-26 16:00 | 10 | 1 | 1 | 1 | 1 | 1
7170 | 2023-10-26 17:00 | 10 | 1 | 1 | 1 | 1 | 1
7171 | 2023-10-26 18:00 | 10 | 1 | 1 | 1 | 1 | 1
7172 | 2023-10-26 19:00 | 10 | 1 | 1 | 1 | 1 | 1
7173 | 2023-10-26 20:00 | 10 | 1 | 1 | 1 | 1 | 1
7174 | 2023-10-26 21:00 | 10 | 1 | 1 | 1 | 1 | 1
7175 | 2023-10-26 22:00 | 10 | 1 | 1 | 1 | 1 | 1
7176 | 2023-10-26 23:00 | 10 | 1 | 1 | 1 | 1 | 1
7177 | 2023-10-26 | 10 | 1 | 1 | 1 | 1 | 1
7178 | 2023-10-27 01:00 | 10 | 1 | 1 | 1 | 1 | 1
7179 | 2023-10-27 02:00 | 10 | 1 | 1 | 1 | 1 | 1
7180 | 2023-10-27 03:00 | 10 | 1 | 1 | 1 | 1 | 1
7181 | 2023-10-27 04:00 | 10 | 1 | 1 | 1 | 1 | 1
7182 | 2023-10-27 05:00 | 10 | 1 | 1 | 1 | 1 | 1
7183 | 2023-10-27 06:00 | 10 | 1 | 1 | 1 | 1 | 1
7184 | 2023-10-27 07:00 | 10 | 1 | 1 | 1 | 1 | 1
7185 | 2023-10-27 08:00 | 10 | 1 | 1 | 1 | 1 | 1
7186 | 2023-10-27 09:00 | 10 | 1 | 1 | 1 | 1 | 1
7187 | 2023-10-27 10:00 | 10 | 1 | 1 | 1 | 1 | 1
7188 | 2023-10-27 11:00 | 10 | 1 | 1 | 1 | 1 | 1
7189 | 2023-10-27 12:00 | 10 | 1 | 1 | 1 | 1 | 1
7190 | 2023-10-27 13:00 | 10 | 1 | 1 | 1 | 1 | 1
7191 | 2023-10-27 14:00 | 10 | 1 | 1 | 1 | 1 | 1
7192 | 2023-10-27 15:00 | 10 | 1 | 1 | 1 | 1 | 1
7193 | 2023-10-27 16:00 | 10 | 1 | 1 | 1 | 1 | 1
7194 | 2023-10-27 17:00 | 10 | 1 | 1 | 1 | 1 | 1
7195 | 2023-10-27 18:00 | 10 | 1 | 1 | 1 | 1 | 1
7196 | 2023-10-27 19:00 | 10 | 1 | 1 | 1 | 1 | 1
7197 | 2023-10-27 20:00 | 10 | 1 | 1 | 1 | 1 | 1
7198 | 2023-10-27 21:00 | 10 | 1 | 1 | 1 | 1 | 1
7199 | 2023-10-27 22:00 | 10 | 1 | 1 | 1 | 1 | 1
7200 | 2023-10-27 23:00 | 10 | 1 | 1 | 1 | 1 | 1
7201 | 2023-10-27 | 10 | 1 | 1 | 1 | 1 | 1
7202 | 2023-10-28 01:00 | 10 | 1 | 1 | 1 | 1 | 1
7203 | 2023-10-28 02:00 | 10 | 1 | 1 | 1 | 1 | 1
7204 | 2023-10-28 03:00 | 10 | 1 | 1 | 1 | 1 | 1
7205 | 2023-10-28 04:00 | 10 | 1 | 1 | 1 | 1 | 1
7206 | 2023-10-28 05:00 | 10 | 1 | 1 | 1 | 1 | 1
7207 | 2023-10-28 06:00 | 10 | 1 | 1 | 1 | 1 | 1
7208 | 2023-10-28 07:00 | 10 | 1 | 1 | 1 | 1 | 1
7209 | 2023-10-28 08:00 | 10 | 1 | 1 | 1 | 1 | 1
7210 | 2023-10-28 09:00 | 10 | 1 | 1 | 1 | 1 | 1
7211 | 2023-10-28 10:00 | 10 | 1 | 1 | 1 | 1 | 1
7212 | 2023-10-28 11:00 | 10 | 1 | 1 | 1 | 1 | 1
7213 | 2023-10-28 12:00 | 10 | 1 | 1 | 1 | 1 | 1
7214 | 2023-10-28 13:00 | 10 | 1 | 1 | 1 | 1 | 1
7215 | 2023-10-28 14:00 | 10 | 1 | 1 | 1 | 1 | 1
7216 | 2023-10-28 15:00 | 10 | 1 | 1 | 1 | 1 | 1
7217 | 2023-10-28 16:00 | 10 | 1 | 1 | 1 | 1 | 1
7218 | 2023-10-28 17:00 | 10 | 1 | 1 | 1 | 1 | 1
7219 | 2023-10-28 18:00 | 10 | 1 | 1 | 1 | 1 | 1
7220 | 2023-10-28 19:00 | 10 | 1 | 1 | 1 | 1 | 1
7221 | 2023-10-28 20:00 | 10 | 1 | 1 | 1 | 1 | 1
7222 | 2023-10-28 21:00 | 10 | 1 | 1 | 1 | 1 | 1
7223 | 2023-10-28 22:00 | 10 | 1 | 1 | 1 | 1 | 1
7224 | 2023-10-28 23:00 | 10 | 1 | 1 | 1 | 1 | 1
7225 | 2023-10-28 | 10 | 1 | 1 | 1 | 1 | 1
7226 | 2023-10-29 01:00 | 10 | 1 | 1 | 1 | 1 | 1
7227 | 2023-10-29 02:00 | 10 | 1 | 1 | 1 | 1 | 1
7228 | 2023-10-29 03:00 | 10 | 1 | 1 | 1 | 1 | 1
7229 | 2023-10-29 04:00 | 10 | 1 | 1 | 1 | 1 | 1
7230 | 2023-10-29 05:00 | 10 | 1 | 1 | 1 | 1 | 1
7231 | 2023-10-29 06:00 | 10 | 1 | 1 | 1 | 1 | 1
7232 | 2023-10-29 07:00 | 10 | 1 | 1 | 1 | 1 | 1
7233 | 2023-10-29 08:00 | 10 | 1 | 1 | 1 | 1 | 1
7234 | 2023-10-29 09:00 | 10 | 1 | 1 | 1 | 1 | 1
7235 | 2023-10-29 10:00 | 10 | 1 | 1 | 1 | 1 | 1
7236 | 2023-10-29 11:00 | 10 | 1 | 1 | 1 | 1 | 1
7237 | 2023-10-29 12:00 | 10 | 1 | 1 | 1 | 1 | 1
7238 | 2023-10-29 13:00 | 10 | 1 | 1 | 1 | 1 | 1
7239 | 2023-10-29 14:00 | 10 | 1 | 1 | 1 | 1 | 1
7240 | 2023-10-29 15:00 | 10 | 1 | 1 | 1 | 1 | 1
7241 | 2023-10-29 16:00 | 10 | 1 | 1 | 1 | 1 | 1
7242 | 2023-10-29 17:00 | 10 | 1 | 1 | 1 | 1 | 1
7243 | 2023-10-29 18:00 | 10 | 1 | 1 | 1 | 1 | 1
7244 | 2023-10-29 19:00 | 10 | 1 | 1 | 1 | 1 | 1
7245 | 2023-10-29 20:00 | 10 | 1 | 1 | 1 | 1 | 1
7246 | 2023-10-29 21:00 | 10 | 1 | 1 | 1 | 1 | 1
7247 | 2023-10-29 22:00 | 10 | 1 | 1 | 1 | 1 | 1
7248 | 2023-10-29 23:00 | 10 | 1 | 1 | 1 | 1 | 1
7249 | 2023-10-29 | 10 | 1 | 1 | 1 | 1 | 1
7250 | 2023-10-30 01:00 | 10 | 1 | 1 | 1 | 1 | 1
7251 | 2023-10-30 02:00 | 10 | 1 | 1 | 1 | 1 | 1
7252 | 2023-10-30 03:00 | 10 | 1 | 1 | 1 | 1 | 1
7253 | 2023-10-30 04:00 | 10 | 1 | 1 | 1 | 1 | 1
7254 | 2023-10-30 05:00 | 10 | 1 | 1 | 1 | 1 | 1
7255 | 2023-10-30 06:00 | 10 | 1 | 1 | 1 | 1 | 1
7256 | 2023-10-30 07:00 | 10 | 1 | 1 | 1 | 1 | 1
7257 | 2023-10-30 08:00 | 10 | 1 | 1 | 1 | 1 | 1
7258 | 2023-10-30 09:00 | 10 | 1 | 1 | 1 | 1 | 1
7259 | 2023-10-30 10:00 | 10 | 1 | 1 | 1 | 1 | 1
7260 | 2023-10-30 11:00 | 10 | 1 | 1 | 1 | 1 | 1
7261 | 2023-10-30 12:00 | 10 | 1 | 1 | 1 | 1 | 1
7262 | 2023-10-30 13:00 | 10 | 1 | 1 | 1 | 1 | 1
7263 | 2023-10-30 14:00 | 10 | 1 | 1 | 1 | 1 | 1
7264 | 2023-10-30 15:00 | 10 | 1 | 1 | 1 | 1 | 1
7265 | 2023-10-30 16:00 | 10 | 1 | 1 | 1 | 1 | 1
7266 | 2023-10-30 17:00 | 10 | 1 | 1 | 1 | 1 | 1
7267 | 2023-10-30 18:00 | 10 | 1 | 1 | 1 | 1 | 1
7268 | 2023-10-30 19:00 | 10 | 1 | 1 | 1 | 1 | 1
7269 | 2023-10-30 20:00 | 10 | 1 | 1 | 1 | 1 | 1
7270 | 2023-10-30 21:00 | 10 | 1 | 1 | 1 | 1 | 1
7271 | 2023-10-30 22:00 | 10 | 1 | 1 | 1 | 1 | 1
7272 | 2023-10-30 23:00 | 10 | 1 | 1 | 1 | 1 | 1
7273 | 2023-10-30 | 10 | 1 | 1 | 1 | 1 | 1
7274 | 2023-10-31 01:00 | 10 | 1 | 1 | 1 | 1 | 1
7275 | 2023-10-31 02:00 | 10 | 1 | 1 | 1 | 1 | 1
7276 | 2023-10-31 03:00 | 10 | 1 | 1 | 1 | 1 | 1
7277 | 2023-10-31 04:00 | 10 | 1 | 1 | 1 | 1 | 1
7278 | 2023-10-31 05:00 | 10 | 1 | 1 | 1 | 1 | 1
7279 | 2023-10-31 06:00 | 10 | 1 | 1 | 1 | 1 | 1
7280 | 2023-10-31 07:00 | 10 | 1 | 1 | 1 | 1 | 1
7281 | 2023-10-31 08:00 | 10 | 1 | 1 | 1 | 1 | 1
7282 | 2023-10-31 09:00 | 10 | 1 | 1 | 1 | 1 | 1
7283 | 2023-10-31 10:00 | 10 | 1 | 1 | 1 | 1 | 1
7284 | 2023-10-31 11:00 | 10 | 1 | 1 | 1 | 1 | 1
7285 | 2023-10-31 12:00 | 10 | 1 | 1 | 1 | 1 | 1
7286 | 2023-10-31 13:00 | 10 | 1 | 1 | 1 | 1 | 1
7287 | 2023-10-31 14:00 | 10 | 1 | 1 | 1 | 1 | 1
7288 | 2023-10-31 15:00 | 10 | 1 | 1 | 1 | 1 | 1
7289 | 2023-10-31 16:00 | 10 | 1 | 1 | 1 | 1 | 1
7290 | 2023-10-31 17:00 | 10 | 1 | 1 | 1 | 1 | 1
7291 | 2023-10-31 18:00 | 10 | 1 | 1 | 1 | 1 | 1
7292 | 2023-10-31 19:00 | 10 | 1 | 1 | 1 | 1 | 1
7293 | 2023-10-31 20:00 | 10 | 1 | 1 | 1 | 1 | 1
7294 | 2023-10-31 21:00 | 10 | 1 | 1 | 1 | 1 | 1
7295 | 2023-10-31 22:00 | 10 | 1 | 1 | 1 | 1 | 1
7296 | 2023-10-31 23:00 | 10 | 1 | 1 | 1 | 1 | 1
7297 | 2023-10-31 | 10 | 1 | 1 | 1 | 1 | 1
7298 | 2023-11-01 01:00 | 11 | 1 | 1 | 1 | 1 | 1
7299 | 2023-11-01 02:00 | 11 | 1 | 1 | 1 | 1 | 1
7300 | 2023-11-01 03:00 | 11 | 1 | 1 | 1 | 1 | 1
7301 | 2023-11-01 04:00 | 11 | 1 | 1 | 1 | 1 | 1
7302 | 2023-11-01 05:00 | 11 | 1 | 1 | 1 | 1 | 1
7303 | 2023-11-01 06:00 | 11 | 1 | 1 | 1 | 1 | 1
7304 | 2023-11-01 07:00 | 11 | 1 | 1 | 1 | 1 | 1
7305 | 2023-11-01 08:00 | 11 | 1 | 1 | 1 | 1 | 1
7306 | 2023-11-01 09:00 | 11 | 1 | 1 | 1 | 1 | 1
7307 | 2023-11-01 10:00 | 11 | 1 | 1 | 1 | 1 | 1
7308 | 2023-11-01 11:00 | 11 | 1 | 1 | 1 | 1 | 1
7309 | 2023-11-01 12:00 | 11 | 1 | 1 | 1 | 1 | 1
7310 | 2023-11-01 13:00 | 11 | 1 | 1 | 1 | 1 | 1
7311 | 2023-11-01 14:00 | 11 | 1 | 1 | 1 | 1 | 1
7312 | 2023-11-01 15:00 | 11 | 1 | 1 | 1 | 1 | 1
7313 | 2023-11-01 16:00 | 11 | 1 | 1 | 1 | 1 | 1
7314 | 2023-11-01 17:00 | 11 | 1 | 1 | 1 | 1 | 1
7315 | 2023-11-01 18:00 | 11 | 1 | 1 | 1 | 1 | 1
7316 | 2023-11-01 19:00 | 11 | 1 | 1 | 1 | 1 | 1
7317 | 2023-11-01 20:00 | 11 | 1 | 1 | 1 | 1 | 1
7318 | 2023-11-01 21:00 | 11 | 1 | 1 | 1 | 1 | 1
7319 | 2023-11-01 22:00 | 11 | 1 | 1 | 1 | 1 | 1
7320 | 2023-11-01 23:00 | 11 | 1 | 1 | 1 | 1 | 1
7321 | 2023-11-01 | 11 | 1 | 1 | 1 | 1 | 1
7322 | 2023-11-02 01:00 | 11 | 1 | 1 | 1 | 1 | 1
7323 | 2023-11-02 02:00 | 11 | 1 | 1 | 1 | 1 | 1
7324 | 2023-11-02 03:00 | 11 | 1 | 1 | 1 | 1 | 1
7325 | 2023-11-02 04:00 | 11 | 1 | 1 | 1 | 1 | 1
7326 | 2023-11-02 05:00 | 11 | 1 | 1 | 1 | 1 | 1
7327 | 2023-11-02 06:00 | 11 | 1 | 1 | 1 | 1 | 1
7328 | 2023-11-02 07:00 | 11 | 1 | 1 | 1 | 1 | 1
7329 | 2023-11-02 08:00 | 11 | 1 | 1 | 1 | 1 | 1
7330 | 2023-11-02 09:00 | 11 | 1 | 1 | 1 | 1 | 1
7331 | 2023-11-02 10:00 | 11 | 1 | 1 | 1 | 1 | 1
7332 | 2023-11-02 11:00 | 11 | 1 | 1 | 1 | 1 | 1
7333 | 2023-11-02 12:00 | 11 | 1 | 1 | 1 | 1 | 1
7334 | 2023-11-02 13:00 | 11 | 1 | 1 | 1 | 1 | 1
7335 | 2023-11-02 14:00 | 11 | 1 | 1 | 1 | 1 | 1
7336 | 2023-11-02 15:00 | 11 | 1 | 1 | 1 | 1 | 1
7337 | 2023-11-02 16:00 | 11 | 1 | 1 | 1 | 1 | 1
7338 | 2023-11-02 17:00 | 11 | 1 | 1 | 1 | 1 | 1
7339 | 2023-11-02 18:00 | 11 | 1 | 1 | 1 | 1 | 1
7340 | 2023-11-02 19:00 | 11 | 1 | 1 | 1 | 1 | 1
7341 | 2023-11-02 20:00 | 11 | 1 | 1 | 1 | 1 | 1
7342 | 2023-11-02 21:00 | 11 | 1 | 1 | 1 | 1 | 1
7343 | 2023-11-02 22:00 | 11 | 1 | 1 | 1 | 1 | 1
7344 | 2023-11-02 23:00 | 11 | 1 | 1 | 1 | 1 | 1
7345 | 2023-11-02 | 11 | 1 | 1 | 1 | 1 | 1
7346 | 2023-11-03 01:00 | 11 | 1 | 1 | 1 | 1 | 1
7347 | 2023-11-03 02:00 | 11 | 1 | 1 | 1 | 1 | 1
7348 | 2023-11-03 03:00 | 11 | 1 | 1 | 1 | 1 | 1
7349 | 2023-11-03 04:00 | 11 | 1 | 1 | 1 | 1 | 1
7350 | 2023-11-03 05:00 | 11 | 1 | 1 | 1 | 1 | 1
7351 | 2023-11-03 06:00 | 11 | 1 | 1 | 1 | 1 | 1
7352 | 2023-11-03 07:00 | 11 | 1 | 1 | 1 | 1 | 1
7353 | 2023-11-03 08:00 | 11 | 1 | 1 | 1 | 1 | 1
7354 | 2023-11-03 09:00 | 11 | 1 | 1 | 1 | 1 | 1
7355 | 2023-11-03 10:00 | 11 | 1 | 1 | 1 | 1 | 1
7356 | 2023-11-03 11:00 | 11 | 1 | 1 | 1 | 1 | 1
7357 | 2023-11-03 12:00 | 11 | 1 | 1 | 1 | 1 | 1
7358 | 2023-11-03 13:00 | 11 | 1 | 1 | 1 | 1 | 1
7359 | 2023-11-03 14:00 | 11 | 1 | 1 | 1 | 1 | 1
7360 | 2023-11-03 15:00 | 11 | 1 | 1 | 1 | 1 | 1
7361 | 2023-11-03 16:00 | 11 | 1 | 1 | 1 | 1 | 1
7362 | 2023-11-03 17:00 | 11 | 1 | 1 | 1 | 1 | 1
7363 | 2023-11-03 18:00 | 11 | 1 | 1 | 1 | 1 | 1
7364 | 2023-11-03 19:00 | 11 | 1 | 1 | 1 | 1 | 1
7365 | 2023-11-03 20:00 | 11 | 1 | 1 | 1 | 1 | 1
7366 | 2023-11-03 21:00 | 11 | 1 | 1 | 1 | 1 | 1
7367 | 2023-11-03 22:00 | 11 | 1 | 1 | 1 | 1 | 1
7368 | 2023-11-03 23:00 | 11 | 1 | 1 | 1 | 1 | 1
7369 | 2023-11-03 | 11 | 1 | 1 | 1 | 1 | 1
7370 | 2023-11-04 01:00 | 11 | 1 | 1 | 1 | 1 | 1
7371 | 2023-11-04 02:00 | 11 | 1 | 1 | 1 | 1 | 1
7372 | 2023-11-04 03:00 | 11 | 1 | 1 | 1 | 1 | 1
7373 | 2023-11-04 04:00 | 11 | 1 | 1 | 1 | 1 | 1
7374 | 2023-11-04 05:00 | 11 | 1 | 1 | 1 | 1 | 1
7375 | 2023-11-04 06:00 | 11 | 1 | 1 | 1 | 1 | 1
7376 | 2023-11-04 07:00 | 11 | 1 | 1 | 1 | 1 | 1
7377 | 2023-11-04 08:00 | 11 | 1 | 1 | 1 | 1 | 1
7378 | 2023-11-04 09:00 | 11 | 1 | 1 | 1 | 1 | 1
7379 | 2023-11-04 10:00 | 11 | 1 | 1 | 1 | 1 | 1
7380 | 2023-11-04 11:00 | 11 | 1 | 1 | 1 | 1 | 1
7381 | 2023-11-04 12:00 | 11 | 1 | 1 | 1 | 1 | 1
7382 | 2023-11-04 13:00 | 11 | 1 | 1 | 1 | 1 | 1
7383 | 2023-11-04 14:00 | 11 | 1 | 1 | 1 | 1 | 1
7384 | 2023-11-04 15:00 | 11 | 1 | 1 | 1 | 1 | 1
7385 | 2023-11-04 16:00 | 11 | 1 | 1 | 1 | 1 | 1
7386 | 2023-11-04 17:00 | 11 | 1 | 1 | 1 | 1 | 1
7387 | 2023-11-04 18:00 | 11 | 1 | 1 | 1 | 1 | 1
7388 | 2023-11-04 19:00 | 11 | 1 | 1 | 1 | 1 | 1
7389 | 2023-11-04 20:00 | 11 | 1 | 1 | 1 | 1 | 1
7390 | 2023-11-04 21:00 | 11 | 1 | 1 | 1 | 1 | 1
7391 | 2023-11-04 22:00 | 11 | 1 | 1 | 1 | 1 | 1
7392 | 2023-11-04 23:00 | 11 | 1 | 1 | 1 | 1 | 1
7393 | 2023-11-04 | 11 | 1 | 1 | 1 | 1 | 1
7394 | 2023-11-05 01:00 | 11 | 1 | 1 | 1 | 1 | 1
7395 | 2023-11-05 02:00 | 11 | 1 | 1 | 1 | 1 | 1
7396 | 2023-11-05 03:00 | 11 | 1 | 1 | 1 | 1 | 1
7397 | 2023-11-05 04:00 | 11 | 1 | 1 | 1 | 1 | 1
7398 | 2023-11-05 05:00 | 11 | 1 | 1 | 1 | 1 | 1
7399 | 2023-11-05 06:00 | 11 | 1 | 1 | 1 | 1 | 1
7400 | 2023-11-05 07:00 | 11 | 1 | 1 | 1 | 1 | 1
7401 | 2023-11-05 08:00 | 11 | 1 | 1 | 1 | 1 | 1
7402 | 2023-11-05 09:00 | 11 | 1 | 1 | 1 | 1 | 1
7403 | 2023-11-05 10:00 | 11 | 1 | 1 | 1 | 1 | 1
7404 | 2023-11-05 11:00 | 11 | 1 | 1 | 1 | 1 | 1
7405 | 2023-11-05 12:00 | 11 | 1 | 1 | 1 | 1 | 1
7406 | 2023-11-05 13:00 | 11 | 1 | 1 | 1 | 1 | 1
7407 | 2023-11-05 14:00 | 11 | 1 | 1 | 1 | 1 | 1
7408 | 2023-11-05 15:00 | 11 | 1 | 1 | 1 | 1 | 1
7409 | 2023-11-05 16:00 | 11 | 1 | 1 | 1 | 1 | 1
7410 | 2023-11-05 17:00 | 11 | 1 | 1 | 1 | 1 | 1
7411 | 2023-11-05 18:00 | 11 | 1 | 1 | 1 | 1 | 1
7412 | 2023-11-05 19:00 | 11 | 1 | 1 | 1 | 1 | 1
7413 | 2023-11-05 20:00 | 11 | 1 | 1 | 1 | 1 | 1
7414 | 2023-11-05 21:00 | 11 | 1 | 1 | 1 | 1 | 1
7415 | 2023-11-05 22:00 | 11 | 1 | 1 | 1 | 1 | 1
7416 | 2023-11-05 23:00 | 11 | 1 | 1 | 1 | 1 | 1
7417 | 2023-11-05 | 11 | 1 | 1 | 1 | 1 | 1
7418 | 2023-11-06 01:00 | 11 | 1 | 1 | 1 | 1 | 1
7419 | 2023-11-06 02:00 | 11 | 1 | 1 | 1 | 1 | 1
7420 | 2023-11-06 03:00 | 11 | 1 | 1 | 1 | 1 | 1
7421 | 2023-11-06 04:00 | 11 | 1 | 1 | 1 | 1 | 1
7422 | 2023-11-06 05:00 | 11 | 1 | 1 | 1 | 1 | 1
7423 | 2023-11-06 06:00 | 11 | 1 | 1 | 1 | 1 | 1
7424 | 2023-11-06 07:00 | 11 | 1 | 1 | 1 | 1 | 1
7425 | 2023-11-06 08:00 | 11 | 1 | 1 | 1 | 1 | 1
7426 | 2023-11-06 09:00 | 11 | 1 | 1 | 1 | 1 | 1
7427 | 2023-11-06 10:00 | 11 | 1 | 1 | 1 | 1 | 1
7428 | 2023-11-06 11:00 | 11 | 1 | 1 | 1 | 1 | 1
7429 | 2023-11-06 12:00 | 11 | 1 | 1 | 1 | 1 | 1
7430 | 2023-11-06 13:00 | 11 | 1 | 1 | 1 | 1 | 1
7431 | 2023-11-06 14:00 | 11 | 1 | 1 | 1 | 1 | 1
7432 | 2023-11-06 15:00 | 11 | 1 | 1 | 1 | 1 | 1
7433 | 2023-11-06 16:00 | 11 | 1 | 1 | 1 | 1 | 1
7434 | 2023-11-06 17:00 | 11 | 1 | 1 | 1 | 1 | 1
7435 | 2023-11-06 18:00 | 11 | 1 | 1 | 1 | 1 | 1
7436 | 2023-11-06 19:00 | 11 | 1 | 1 | 1 | 1 | 1
7437 | 2023-11-06 20:00 | 11 | 1 | 1 | 1 | 1 | 1
7438 | 2023-11-06 21:00 | 11 | 1 | 1 | 1 | 1 | 1
7439 | 2023-11-06 22:00 | 11 | 1 | 1 | 1 | 1 | 1
7440 | 2023-11-06 23:00 | 11 | 1 | 1 | 1 | 1 | 1
7441 | 2023-11-06 | 11 | 1 | 1 | 1 | 1 | 1
7442 | 2023-11-07 01:00 | 11 | 1 | 1 | 1 | 1 | 1
7443 | 2023-11-07 02:00 | 11 | 1 | 1 | 1 | 1 | 1
7444 | 2023-11-07 03:00 | 11 | 1 | 1 | 1 | 1 | 1
7445 | 2023-11-07 04:00 | 11 | 1 | 1 | 1 | 1 | 1
7446 | 2023-11-07 05:00 | 11 | 1 | 1 | 1 | 1 | 1
7447 | 2023-11-07 06:00 | 11 | 1 | 1 | 1 | 1 | 1
7448 | 2023-11-07 07:00 | 11 | 1 | 1 | 1 | 1 | 1
7449 | 2023-11-07 08:00 | 11 | 1 | 1 | 1 | 1 | 1
7450 | 2023-11-07 09:00 | 11 | 1 | 1 | 1 | 1 | 1
7451 | 2023-11-07 10:00 | 11 | 1 | 1 | 1 | 1 | 1
7452 | 2023-11-07 11:00 | 11 | 1 | 1 | 1 | 1 | 1
7453 | 2023-11-07 12:00 | 11 | 1 | 1 | 1 | 1 | 1
7454 | 2023-11-07 13:00 | 11 | 1 | 1 | 1 | 1 | 1
7455 | 2023-11-07 14:00 | 11 | 1 | 1 | 1 | 1 | 1
7456 | 2023-11-07 15:00 | 11 | 1 | 1 | 1 | 1 | 1
7457 | 2023-11-07 16:00 | 11 | 1 | 1 | 1 | 1 | 1
7458 | 2023-11-07 17:00 | 11 | 1 | 1 | 1 | 1 | 1
7459 | 2023-11-07 18:00 | 11 | 1 | 1 | 1 | 1 | 1
7460 | 2023-11-07 19:00 | 11 | 1 | 1 | 1 | 1 | 1
7461 | 2023-11-07 20:00 | 11 | 1 | 1 | 1 | 1 | 1
7462 | 2023-11-07 21:00 | 11 | 1 | 1 | 1 | 1 | 1
7463 | 2023-11-07 22:00 | 11 | 1 | 1 | 1 | 1 | 1
7464 | 2023-11-07 23:00 | 11 | 1 | 1 | 1 | 1 | 1
7465 | 2023-11-07 | 11 | 1 | 1 | 1 | 1 | 1
7466 | 2023-11-08 01:00 | 11 | 1 | 1 | 1 | 1 | 1
7467 | 2023-11-08 02:00 | 11 | 1 | 1 | 1 | 1 | 1
7468 | 2023-11-08 03:00 | 11 | 1 | 1 | 1 | 1 | 1
7469 | 2023-11-08 04:00 | 11 | 1 | 1 | 1 | 1 | 1
7470 | 2023-11-08 05:00 | 11 | 1 | 1 | 1 | 1 | 1
7471 | 2023-11-08 06:00 | 11 | 1 | 1 | 1 | 1 | 1
7472 | 2023-11-08 07:00 | 11 | 1 | 1 | 1 | 1 | 1
7473 | 2023-11-08 08:00 | 11 | 1 | 1 | 1 | 1 | 1
7474 | 2023-11-08 09:00 | 11 | 1 | 1 | 1 | 1 | 1
7475 | 2023-11-08 10:00 | 11 | 1 | 1 | 1 | 1 | 1
7476 | 2023-11-08 11:00 | 11 | 1 | 1 | 1 | 1 | 1
7477 | 2023-11-08 12:00 | 11 | 1 | 1 | 1 | 1 | 1
7478 | 2023-11-08 13:00 | 11 | 1 | 1 | 1 | 1 | 1
7479 | 2023-11-08 14:00 | 11 | 1 | 1 | 1 | 1 | 1
7480 | 2023-11-08 15:00 | 11 | 1 | 1 | 1 | 1 | 1
7481 | 2023-11-08 16:00 | 11 | 1 | 1 | 1 | 1 | 1
7482 | 2023-11-08 17:00 | 11 | 1 | 1 | 1 | 1 | 1
7483 | 2023-11-08 18:00 | 11 | 1 | 1 | 1 | 1 | 1
7484 | 2023-11-08 19:00 | 11 | 1 | 1 | 1 | 1 | 1
7485 | 2023-11-08 20:00 | 11 | 1 | 1 | 1 | 1 | 1
7486 | 2023-11-08 21:00 | 11 | 1 | 1 | 1 | 1 | 1
7487 | 2023-11-08 22:00 | 11 | 1 | 1 | 1 | 1 | 1
7488 | 2023-11-08 23:00 | 11 | 1 | 1 | 1 | 1 | 1
7489 | 2023-11-08 | 11 | 1 | 1 | 1 | 1 | 1
7490 | 2023-11-09 01:00 | 11 | 1 | 1 | 1 | 1 | 1
7491 | 2023-11-09 02:00 | 11 | 1 | 1 | 1 | 1 | 1
7492 | 2023-11-09 03:00 | 11 | 1 | 1 | 1 | 1 | 1
7493 | 2023-11-09 04:00 | 11 | 1 | 1 | 1 | 1 | 1
7494 | 2023-11-09 05:00 | 11 | 1 | 1 | 1 | 1 | 1
7495 | 2023-11-09 06:00 | 11 | 1 | 1 | 1 | 1 | 1
7496 | 2023-11-09 07:00 | 11 | 1 | 1 | 1 | 1 | 1
7497 | 2023-11-09 08:00 | 11 | 1 | 1 | 1 | 1 | 1
7498 | 2023-11-09 09:00 | 11 | 1 | 1 | 1 | 1 | 1
7499 | 2023-11-09 10:00 | 11 | 1 | 1 | 1 | 1 | 1
7500 | 2023-11-09 11:00 | 11 | 1 | 1 | 1 | 1 | 1
7501 | 2023-11-09 12:00 | 11 | 1 | 1 | 1 | 1 | 1
7502 | 2023-11-09 13:00 | 11 | 1 | 1 | 1 | 1 | 1
7503 | 2023-11-09 14:00 | 11 | 1 | 1 | 1 | 1 | 1
7504 | 2023-11-09 15:00 | 11 | 1 | 1 | 1 | 1 | 1
7505 | 2023-11-09 16:00 | 11 | 1 | 1 | 1 | 1 | 1
7506 | 2023-11-09 17:00 | 11 | 1 | 1 | 1 | 1 | 1
7507 | 2023-11-09 18:00 | 11 | 1 | 1 | 1 | 1 | 1
7508 | 2023-11-09 19:00 | 11 | 1 | 1 | 1 | 1 | 1
7509 | 2023-11-09 20:00 | 11 | 1 | 1 | 1 | 1 | 1
7510 | 2023-11-09 21:00 | 11 | 1 | 1 | 1 | 1 | 1
7511 | 2023-11-09 22:00 | 11 | 1 | 1 | 1 | 1 | 1
7512 | 2023-11-09 23:00 | 11 | 1 | 1 | 1 | 1 | 1
7513 | 2023-11-09 | 11 | 1 | 1 | 1 | 1 | 1
7514 | 2023-11-10 01:00 | 11 | 1 | 1 | 1 | 1 | 1
7515 | 2023-11-10 02:00 | 11 | 1 | 1 | 1 | 1 | 1
7516 | 2023-11-10 03:00 | 11 | 1 | 1 | 1 | 1 | 1
7517 | 2023-11-10 04:00 | 11 | 1 | 1 | 1 | 1 | 1
7518 | 2023-11-10 05:00 | 11 | 1 | 1 | 1 | 1 | 1
7519 | 2023-11-10 06:00 | 11 | 1 | 1 | 1 | 1 | 1
7520 | 2023-11-10 07:00 | 11 | 1 | 1 | 1 | 1 | 1
7521 | 2023-11-10 08:00 | 11 | 1 | 1 | 1 | 1 | 1
7522 | 2023-11-10 09:00 | 11 | 1 | 1 | 1 | 1 | 1
7523 | 2023-11-10 10:00 | 11 | 1 | 1 | 1 | 1 | 1
7524 | 2023-11-10 11:00 | 11 | 1 | 1 | 1 | 1 | 1
7525 | 2023-11-10 12:00 | 11 | 1 | 1 | 1 | 1 | 1
7526 | 2023-11-10 13:00 | 11 | 1 | 1 | 1 | 1 | 1
7527 | 2023-11-10 14:00 | 11 | 1 | 1 | 1 | 1 | 1
7528 | 2023-11-10 15:00 | 11 | 1 | 1 | 1 | 1 | 1
7529 | 2023-11-10 16:00 | 11 | 1 | 1 | 1 | 1 | 1
7530 | 2023-11-10 17:00 | 11 | 1 | 1 | 1 | 1 | 1
7531 | 2023-11-10 18:00 | 11 | 1 | 1 | 1 | 1 | 1
7532 | 2023-11-10 19:00 | 11 | 1 | 1 | 1 | 1 | 1
7533 | 2023-11-10 20:00 | 11 | 1 | 1 | 1 | 1 | 1
7534 | 2023-11-10 21:00 | 11 | 1 | 1 | 1 | 1 | 1
7535 | 2023-11-10 22:00 | 11 | 1 | 1 | 1 | 1 | 1
7536 | 2023-11-10 23:00 | 11 | 1 | 1 | 1 | 1 | 1
7537 | 2023-11-10 | 11 | 1 | 1 | 1 | 1 | 1
7538 | 2023-11-11 01:00 | 11 | 1 | 1 | 1 | 1 | 1
7539 | 2023-11-11 02:00 | 11 | 1 | 1 | 1 | 1 | 1
7540 | 2023-11-11 03:00 | 11 | 1 | 1 | 1 | 1 | 1
7541 | 2023-11-11 04:00 | 11 | 1 | 1 | 1 | 1 | 1
7542 | 2023-11-11 05:00 | 11 | 1 | 1 | 1 | 1 | 1
7543 | 2023-11-11 06:00 | 11 | 1 | 1 | 1 | 1 | 1
7544 | 2023-11-11 07:00 | 11 | 1 | 1 | 1 | 1 | 1
7545 | 2023-11-11 08:00 | 11 | 1 | 1 | 1 | 1 | 1
7546 | 2023-11-11 09:00 | 11 | 1 | 1 | 1 | 1 | 1
7547 | 2023-11-11 10:00 | 11 | 1 | 1 | 1 | 1 | 1
7548 | 2023-11-11 11:00 | 11 | 1 | 1 | 1 | 1 | 1
7549 | 2023-11-11 12:00 | 11 | 1 | 1 | 1 | 1 | 1
7550 | 2023-11-11 13:00 | 11 | 1 | 1 | 1 | 1 | 1
7551 | 2023-11-11 14:00 | 11 | 1 | 1 | 1 | 1 | 1
7552 | 2023-11-11 15:00 | 11 | 1 | 1 | 1 | 1 | 1
7553 | 2023-11-11 16:00 | 11 | 1 | 1 | 1 | 1 | 1
7554 | 2023-11-11 17:00 | 11 | 1 | 1 | 1 | 1 | 1
7555 | 2023-11-11 18:00 | 11 | 1 | 1 | 1 | 1 | 1
7556 | 2023-11-11 19:00 | 11 | 1 | 1 | 1 | 1 | 1
7557 | 2023-11-11 20:00 | 11 | 1 | 1 | 1 | 1 | 1
7558 | 2023-11-11 21:00 | 11 | 1 | 1 | 1 | 1 | 1
7559 | 2023-11-11 22:00 | 11 | 1 | 1 | 1 | 1 | 1
7560 | 2023-11-11 23:00 | 11 | 1 | 1 | 1 | 1 | 1
7561 | 2023-11-11 | 11 | 1 | 1 | 1 | 1 | 1
7562 | 2023-11-12 01:00 | 11 | 1 | 1 | 1 | 1 | 1
7563 | 2023-11-12 02:00 | 11 | 1 | 1 | 1 | 1 | 1
7564 | 2023-11-12 03:00 | 11 | 1 | 1 | 1 | 1 | 1
7565 | 2023-11-12 04:00 | 11 | 1 | 1 | 1 | 1 | 1
7566 | 2023-11-12 05:00 | 11 | 1 | 1 | 1 | 1 | 1
7567 | 2023-11-12 06:00 | 11 | 1 | 1 | 1 | 1 | 1
7568 | 2023-11-12 07:00 | 11 | 1 | 1 | 1 | 1 | 1
7569 | 2023-11-12 08:00 | 11 | 1 | 1 | 1 | 1 | 1
7570 | 2023-11-12 09:00 | 11 | 1 | 1 | 1 | 1 | 1
7571 | 2023-11-12 10:00 | 11 | 1 | 1 | 1 | 1 | 1
7572 | 2023-11-12 11:00 | 11 | 1 | 1 | 1 | 1 | 1
7573 | 2023-11-12 12:00 | 11 | 1 | 1 | 1 | 1 | 1
7574 | 2023-11-12 13:00 | 11 | 1 | 1 | 1 | 1 | 1
7575 | 2023-11-12 14:00 | 11 | 1 | 1 | 1 | 1 | 1
7576 | 2023-11-12 15:00 | 11 | 1 | 1 | 1 | 1 | 1
7577 | 2023-11-12 16:00 | 11 | 1 | 1 | 1 | 1 | 1
7578 | 2023-11-12 17:00 | 11 | 1 | 1 | 1 | 1 | 1
7579 | 2023-11-12 18:00 | 11 | 1 | 1 | 1 | 1 | 1
7580 | 2023-11-12 19:00 | 11 | 1 | 1 | 1 | 1 | 1
7581 | 2023-11-12 20:00 | 11 | 1 | 1 | 1 | 1 | 1
7582 | 2023-11-12 21:00 | 11 | 1 | 1 | 1 | 1 | 1
7583 | 2023-11-12 22:00 | 11 | 1 | 1 | 1 | 1 | 1
7584 | 2023-11-12 23:00 | 11 | 1 | 1 | 1 | 1 | 1
7585 | 2023-11-12 | 11 | 1 | 1 | 1 | 1 | 1
7586 | 2023-11-13 01:00 | 11 | 1 | 1 | 1 | 1 | 1
7587 | 2023-11-13 02:00 | 11 | 1 | 1 | 1 | 1 | 1
7588 | 2023-11-13 03:00 | 11 | 1 | 1 | 1 | 1 | 1
7589 | 2023-11-13 04:00 | 11 | 1 | 1 | 1 | 1 | 1
7590 | 2023-11-13 05:00 | 11 | 1 | 1 | 1 | 1 | 1
7591 | 2023-11-13 06:00 | 11 | 1 | 1 | 1 | 1 | 1
7592 | 2023-11-13 07:00 | 11 | 1 | 1 | 1 | 1 | 1
7593 | 2023-11-13 08:00 | 11 | 1 | 1 | 1 | 1 | 1
7594 | 2023-11-13 09:00 | 11 | 1 | 1 | 1 | 1 | 1
7595 | 2023-11-13 10:00 | 11 | 1 | 1 | 1 | 1 | 1
7596 | 2023-11-13 11:00 | 11 | 1 | 1 | 1 | 1 | 1
7597 | 2023-11-13 12:00 | 11 | 1 | 1 | 1 | 1 | 1
7598 | 2023-11-13 13:00 | 11 | 1 | 1 | 1 | 1 | 1
7599 | 2023-11-13 14:00 | 11 | 1 | 1 | 1 | 1 | 1
7600 | 2023-11-13 15:00 | 11 | 1 | 1 | 1 | 1 | 1
7601 | 2023-11-13 16:00 | 11 | 1 | 1 | 1 | 1 | 1
7602 | 2023-11-13 17:00 | 11 | 1 | 1 | 1 | 1 | 1
7603 | 2023-11-13 18:00 | 11 | 1 | 1 | 1 | 1 | 1
7604 | 2023-11-13 19:00 | 11 | 1 | 1 | 1 | 1 | 1
7605 | 2023-11-13 20:00 | 11 | 1 | 1 | 1 | 1 | 1
7606 | 2023-11-13 21:00 | 11 | 1 | 1 | 1 | 1 | 1
7607 | 2023-11-13 22:00 | 11 | 1 | 1 | 1 | 1 | 1
7608 | 2023-11-13 23:00 | 11 | 1 | 1 | 1 | 1 | 1
7609 | 2023-11-13 | 11 | 1 | 1 | 1 | 1 | 1
7610 | 2023-11-14 01:00 | 11 | 1 | 1 | 1 | 1 | 1
7611 | 2023-11-14 02:00 | 11 | 1 | 1 | 1 | 1 | 1
7612 | 2023-11-14 03:00 | 11 | 1 | 1 | 1 | 1 | 1
7613 | 2023-11-14 04:00 | 11 | 1 | 1 | 1 | 1 | 1
7614 | 2023-11-14 05:00 | 11 | 1 | 1 | 1 | 1 | 1
7615 | 2023-11-14 06:00 | 11 | 1 | 1 | 1 | 1 | 1
7616 | 2023-11-14 07:00 | 11 | 1 | 1 | 1 | 1 | 1
7617 | 2023-11-14 08:00 | 11 | 1 | 1 | 1 | 1 | 1
7618 | 2023-11-14 09:00 | 11 | 1 | 1 | 1 | 1 | 1
7619 | 2023-11-14 10:00 | 11 | 1 | 1 | 1 | 1 | 1
7620 | 2023-11-14 11:00 | 11 | 1 | 1 | 1 | 1 | 1
7621 | 2023-11-14 12:00 | 11 | 1 | 1 | 1 | 1 | 1
7622 | 2023-11-14 13:00 | 11 | 1 | 1 | 1 | 1 | 1
7623 | 2023-11-14 14:00 | 11 | 1 | 1 | 1 | 1 | 1
7624 | 2023-11-14 15:00 | 11 | 1 | 1 | 1 | 1 | 1
7625 | 2023-11-14 16:00 | 11 | 1 | 1 | 1 | 1 | 1
7626 | 2023-11-14 17:00 | 11 | 1 | 1 | 1 | 1 | 1
7627 | 2023-11-14 18:00 | 11 | 1 | 1 | 1 | 1 | 1
7628 | 2023-11-14 19:00 | 11 | 1 | 1 | 1 | 1 | 1
7629 | 2023-11-14 20:00 | 11 | 1 | 1 | 1 | 1 | 1
7630 | 2023-11-14 21:00 | 11 | 1 | 1 | 1 | 1 | 1
7631 | 2023-11-14 22:00 | 11 | 1 | 1 | 1 | 1 | 1
7632 | 2023-11-14 23:00 | 11 | 1 | 1 | 1 | 1 | 1
7633 | 2023-11-14 | 11 | 1 | 1 | 1 | 1 | 1
7634 | 2023-11-15 01:00 | 11 | 1 | 1 | 1 | 1 | 1
7635 | 2023-11-15 02:00 | 11 | 1 | 1 | 1 | 1 | 1
7636 | 2023-11-15 03:00 | 11 | 1 | 1 | 1 | 1 | 1
7637 | 2023-11-15 04:00 | 11 | 1 | 1 | 1 | 1 | 1
7638 | 2023-11-15 05:00 | 11 | 1 | 1 | 1 | 1 | 1
7639 | 2023-11-15 06:00 | 11 | 1 | 1 | 1 | 1 | 1
7640 | 2023-11-15 07:00 | 11 | 1 | 1 | 1 | 1 | 1
7641 | 2023-11-15 08:00 | 11 | 1 | 1 | 1 | 1 | 1
7642 | 2023-11-15 09:00 | 11 | 1 | 1 | 1 | 1 | 1
7643 | 2023-11-15 10:00 | 11 | 1 | 1 | 1 | 1 | 1
7644 | 2023-11-15 11:00 | 11 | 1 | 1 | 1 | 1 | 1
7645 | 2023-11-15 12:00 | 11 | 1 | 1 | 1 | 1 | 1
7646 | 2023-11-15 13:00 | 11 | 1 | 1 | 1 | 1 | 1
7647 | 2023-11-15 14:00 | 11 | 1 | 1 | 1 | 1 | 1
7648 | 2023-11-15 15:00 | 11 | 1 | 1 | 1 | 1 | 1
7649 | 2023-11-15 16:00 | 11 | 1 | 1 | 1 | 1 | 1
7650 | 2023-11-15 17:00 | 11 | 1 | 1 | 1 | 1 | 1
7651 | 2023-11-15 18:00 | 11 | 1 | 1 | 1 | 1 | 1
7652 | 2023-11-15 19:00 | 11 | 1 | 1 | 1 | 1 | 1
7653 | 2023-11-15 20:00 | 11 | 1 | 1 | 1 | 1 | 1
7654 | 2023-11-15 21:00 | 11 | 1 | 1 | 1 | 1 | 1
7655 | 2023-11-15 22:00 | 11 | 1 | 1 | 1 | 1 | 1
7656 | 2023-11-15 23:00 | 11 | 1 | 1 | 1 | 1 | 1
7657 | 2023-11-15 | 11 | 1 | 1 | 1 | 1 | 1
7658 | 2023-11-16 01:00 | 11 | 1 | 1 | 1 | 1 | 1
7659 | 2023-11-16 02:00 | 11 | 1 | 1 | 1 | 1 | 1
7660 | 2023-11-16 03:00 | 11 | 1 | 1 | 1 | 1 | 1
7661 | 2023-11-16 04:00 | 11 | 1 | 1 | 1 | 1 | 1
7662 | 2023-11-16 05:00 | 11 | 1 | 1 | 1 | 1 | 1
7663 | 2023-11-16 06:00 | 11 | 1 | 1 | 1 | 1 | 1
7664 | 2023-11-16 07:00 | 11 | 1 | 1 | 1 | 1 | 1
7665 | 2023-11-16 08:00 | 11 | 1 | 1 | 1 | 1 | 1
7666 | 2023-11-16 09:00 | 11 | 1 | 1 | 1 | 1 | 1
7667 | 2023-11-16 10:00 | 11 | 1 | 1 | 1 | 1 | 1
7668 | 2023-11-16 11:00 | 11 | 1 | 1 | 1 | 1 | 1
7669 | 2023-11-16 12:00 | 11 | 1 | 1 | 1 | 1 | 1
7670 | 2023-11-16 13:00 | 11 | 1 | 1 | 1 | 1 | 1
7671 | 2023-11-16 14:00 | 11 | 1 | 1 | 1 | 1 | 1
7672 | 2023-11-16 15:00 | 11 | 1 | 1 | 1 | 1 | 1
7673 | 2023-11-16 16:00 | 11 | 1 | 1 | 1 | 1 | 1
7674 | 2023-11-16 17:00 | 11 | 1 | 1 | 1 | 1 | 1
7675 | 2023-11-16 18:00 | 11 | 1 | 1 | 1 | 1 | 1
7676 | 2023-11-16 19:00 | 11 | 1 | 1 | 1 | 1 | 1
7677 | 2023-11-16 20:00 | 11 | 1 | 1 | 1 | 1 | 1
7678 | 2023-11-16 21:00 | 11 | 1 | 1 | 1 | 1 | 1
7679 | 2023-11-16 22:00 | 11 | 1 | 1 | 1 | 1 | 1
7680 | 2023-11-16 23:00 | 11 | 1 | 1 | 1 | 1 | 1
7681 | 2023-11-16 | 11 | 1 | 1 | 1 | 1 | 1
7682 | 2023-11-17 01:00 | 11 | 1 | 1 | 1 | 1 | 1
7683 | 2023-11-17 02:00 | 11 | 1 | 1 | 1 | 1 | 1
7684 | 2023-11-17 03:00 | 11 | 1 | 1 | 1 | 1 | 1
7685 | 2023-11-17 04:00 | 11 | 1 | 1 | 1 | 1 | 1
7686 | 2023-11-17 05:00 | 11 | 1 | 1 | 1 | 1 | 1
7687 | 2023-11-17 06:00 | 11 | 1 | 1 | 1 | 1 | 1
7688 | 2023-11-17 07:00 | 11 | 1 | 1 | 1 | 1 | 1
7689 | 2023-11-17 08:00 | 11 | 1 | 1 | 1 | 1 | 1
7690 | 2023-11-17 09:00 | 11 | 1 | 1 | 1 | 1 | 1
7691 | 2023-11-17 10:00 | 11 | 1 | 1 | 1 | 1 | 1
7692 | 2023-11-17 11:00 | 11 | 1 | 1 | 1 | 1 | 1
7693 | 2023-11-17 12:00 | 11 | 1 | 1 | 1 | 1 | 1
7694 | 2023-11-17 13:00 | 11 | 1 | 1 | 1 | 1 | 1
7695 | 2023-11-17 14:00 | 11 | 1 | 1 | 1 | 1 | 1
7696 | 2023-11-17 15:00 | 11 | 1 | 1 | 1 | 1 | 1
7697 | 2023-11-17 16:00 | 11 | 1 | 1 | 1 | 1 | 1
7698 | 2023-11-17 17:00 | 11 | 1 | 1 | 1 | 1 | 1
7699 | 2023-11-17 18:00 | 11 | 1 | 1 | 1 | 1 | 1
7700 | 2023-11-17 19:00 | 11 | 1 | 1 | 1 | 1 | 1
7701 | 2023-11-17 20:00 | 11 | 1 | 1 | 1 | 1 | 1
7702 | 2023-11-17 21:00 | 11 | 1 | 1 | 1 | 1 | 1
7703 | 2023-11-17 22:00 | 11 | 1 | 1 | 1 | 1 | 1
7704 | 2023-11-17 23:00 | 11 | 1 | 1 | 1 | 1 | 1
7705 | 2023-11-17 | 11 | 1 | 1 | 1 | 1 | 1
7706 | 2023-11-18 01:00 | 11 | 1 | 1 | 1 | 1 | 1
7707 | 2023-11-18 02:00 | 11 | 1 | 1 | 1 | 1 | 1
7708 | 2023-11-18 03:00 | 11 | 1 | 1 | 1 | 1 | 1
7709 | 2023-11-18 04:00 | 11 | 1 | 1 | 1 | 1 | 1
7710 | 2023-11-18 05:00 | 11 | 1 | 1 | 1 | 1 | 1
7711 | 2023-11-18 06:00 | 11 | 1 | 1 | 1 | 1 | 1
7712 | 2023-11-18 07:00 | 11 | 1 | 1 | 1 | 1 | 1
7713 | 2023-11-18 08:00 | 11 | 1 | 1 | 1 | 1 | 1
7714 | 2023-11-18 09:00 | 11 | 1 | 1 | 1 | 1 | 1
7715 | 2023-11-18 10:00 | 11 | 1 | 1 | 1 | 1 | 1
7716 | 2023-11-18 11:00 | 11 | 1 | 1 | 1 | 1 | 1
7717 | 2023-11-18 12:00 | 11 | 1 | 1 | 1 | 1 | 1
7718 | 2023-11-18 13:00 | 11 | 1 | 1 | 1 | 1 | 1
7719 | 2023-11-18 14:00 | 11 | 1 | 1 | 1 | 1 | 1
7720 | 2023-11-18 15:00 | 11 | 1 | 1 | 1 | 1 | 1
7721 | 2023-11-18 16:00 | 11 | 1 | 1 | 1 | 1 | 1
7722 | 2023-11-18 17:00 | 11 | 1 | 1 | 1 | 1 | 1
7723 | 2023-11-18 18:00 | 11 | 1 | 1 | 1 | 1 | 1
7724 | 2023-11-18 19:00 | 11 | 1 | 1 | 1 | 1 | 1
7725 | 2023-11-18 20:00 | 11 | 1 | 1 | 1 | 1 | 1
7726 | 2023-11-18 21:00 | 11 | 1 | 1 | 1 | 1 | 1
7727 | 2023-11-18 22:00 | 11 | 1 | 1 | 1 | 1 | 1
7728 | 2023-11-18 23:00 | 11 | 1 | 1 | 1 | 1 | 1
7729 | 2023-11-18 | 11 | 1 | 1 | 1 | 1 | 1
7730 | 2023-11-19 01:00 | 11 | 1 | 1 | 1 | 1 | 1
7731 | 2023-11-19 02:00 | 11 | 1 | 1 | 1 | 1 | 1
7732 | 2023-11-19 03:00 | 11 | 1 | 1 | 1 | 1 | 1
7733 | 2023-11-19 04:00 | 11 | 1 | 1 | 1 | 1 | 1
7734 | 2023-11-19 05:00 | 11 | 1 | 1 | 1 | 1 | 1
7735 | 2023-11-19 06:00 | 11 | 1 | 1 | 1 | 1 | 1
7736 | 2023-11-19 07:00 | 11 | 1 | 1 | 1 | 1 | 1
7737 | 2023-11-19 08:00 | 11 | 1 | 1 | 1 | 1 | 1
7738 | 2023-11-19 09:00 | 11 | 1 | 1 | 1 | 1 | 1
7739 | 2023-11-19 10:00 | 11 | 1 | 1 | 1 | 1 | 1
7740 | 2023-11-19 11:00 | 11 | 1 | 1 | 1 | 1 | 1
7741 | 2023-11-19 12:00 | 11 | 1 | 1 | 1 | 1 | 1
7742 | 2023-11-19 13:00 | 11 | 1 | 1 | 1 | 1 | 1
7743 | 2023-11-19 14:00 | 11 | 1 | 1 | 1 | 1 | 1
7744 | 2023-11-19 15:00 | 11 | 1 | 1 | 1 | 1 | 1
7745 | 2023-11-19 16:00 | 11 | 1 | 1 | 1 | 1 | 1
7746 | 2023-11-19 17:00 | 11 | 1 | 1 | 1 | 1 | 1
7747 | 2023-11-19 18:00 | 11 | 1 | 1 | 1 | 1 | 1
7748 | 2023-11-19 19:00 | 11 | 1 | 1 | 1 | 1 | 1
7749 | 2023-11-19 20:00 | 11 | 1 | 1 | 1 | 1 | 1
7750 | 2023-11-19 21:00 | 11 | 1 | 1 | 1 | 1 | 1
7751 | 2023-11-19 22:00 | 11 | 1 | 1 | 1 | 1 | 1
7752 | 2023-11-19 23:00 | 11 | 1 | 1 | 1 | 1 | 1
7753 | 2023-11-19 | 11 | 1 | 1 | 1 | 1 | 1
7754 | 2023-11-20 01:00 | 11 | 1 | 1 | 1 | 1 | 1
7755 | 2023-11-20 02:00 | 11 | 1 | 1 | 1 | 1 | 1
7756 | 2023-11-20 03:00 | 11 | 1 | 1 | 1 | 1 | 1
7757 | 2023-11-20 04:00 | 11 | 1 | 1 | 1 | 1 | 1
7758 | 2023-11-20 05:00 | 11 | 1 | 1 | 1 | 1 | 1
7759 | 2023-11-20 06:00 | 11 | 1 | 1 | 1 | 1 | 1
7760 | 2023-11-20 07:00 | 11 | 1 | 1 | 1 | 1 | 1
7761 | 2023-11-20 08:00 | 11 | 1 | 1 | 1 | 1 | 1
7762 | 2023-11-20 09:00 | 11 | 1 | 1 | 1 | 1 | 1
7763 | 2023-11-20 10:00 | 11 | 1 | 1 | 1 | 1 | 1
7764 | 2023-11-20 11:00 | 11 | 1 | 1 | 1 | 1 | 1
7765 | 2023-11-20 12:00 | 11 | 1 | 1 | 1 | 1 | 1
7766 | 2023-11-20 13:00 | 11 | 1 | 1 | 1 | 1 | 1
7767 | 2023-11-20 14:00 | 11 | 1 | 1 | 1 | 1 | 1
7768 | 2023-11-20 15:00 | 11 | 1 | 1 | 1 | 1 | 1
7769 | 2023-11-20 16:00 | 11 | 1 | 1 | 1 | 1 | 1
7770 | 2023-11-20 17:00 | 11 | 1 | 1 | 1 | 1 | 1
7771 | 2023-11-20 18:00 | 11 | 1 | 1 | 1 | 1 | 1
7772 | 2023-11-20 19:00 | 11 | 1 | 1 | 1 | 1 | 1
7773 | 2023-11-20 20:00 | 11 | 1 | 1 | 1 | 1 | 1
7774 | 2023-11-20 21:00 | 11 | 1 | 1 | 1 | 1 | 1
7775 | 2023-11-20 22:00 | 11 | 1 | 1 | 1 | 1 | 1
7776 | 2023-11-20 23:00 | 11 | 1 | 1 | 1 | 1 | 1
7777 | 2023-11-20 | 11 | 1 | 1 | 1 | 1 | 1
7778 | 2023-11-21 01:00 | 11 | 1 | 1 | 1 | 1 | 1
7779 | 2023-11-21 02:00 | 11 | 1 | 1 | 1 | 1 | 1
7780 | 2023-11-21 03:00 | 11 | 1 | 1 | 1 | 1 | 1
7781 | 2023-11-21 04:00 | 11 | 1 | 1 | 1 | 1 | 1
7782 | 2023-11-21 05:00 | 11 | 1 | 1 | 1 | 1 | 1
7783 | 2023-11-21 06:00 | 11 | 1 | 1 | 1 | 1 | 1
7784 | 2023-11-21 07:00 | 11 | 1 | 1 | 1 | 1 | 1
7785 | 2023-11-21 08:00 | 11 | 1 | 1 | 1 | 1 | 1
7786 | 2023-11-21 09:00 | 11 | 1 | 1 | 1 | 1 | 1
7787 | 2023-11-21 10:00 | 11 | 1 | 1 | 1 | 1 | 1
7788 | 2023-11-21 11:00 | 11 | 1 | 1 | 1 | 1 | 1
7789 | 2023-11-21 12:00 | 11 | 1 | 1 | 1 | 1 | 1
7790 | 2023-11-21 13:00 | 11 | 1 | 1 | 1 | 1 | 1
7791 | 2023-11-21 14:00 | 11 | 1 | 1 | 1 | 1 | 1
7792 | 2023-11-21 15:00 | 11 | 1 | 1 | 1 | 1 | 1
7793 | 2023-11-21 16:00 | 11 | 1 | 1 | 1 | 1 | 1
7794 | 2023-11-21 17:00 | 11 | 1 | 1 | 1 | 1 | 1
7795 | 2023-11-21 18:00 | 11 | 1 | 1 | 1 | 1 | 1
7796 | 2023-11-21 19:00 | 11 | 1 | 1 | 1 | 1 | 1
7797 | 2023-11-21 20:00 | 11 | 1 | 1 | 1 | 1 | 1
7798 | 2023-11-21 21:00 | 11 | 1 | 1 | 1 | 1 | 1
7799 | 2023-11-21 22:00 | 11 | 1 | 1 | 1 | 1 | 1
7800 | 2023-11-21 23:00 | 11 | 1 | 1 | 1 | 1 | 1
7801 | 2023-11-21 | 11 | 1 | 1 | 1 | 1 | 1
7802 | 2023-11-22 01:00 | 11 | 1 | 1 | 1 | 1 | 1
7803 | 2023-11-22 02:00 | 11 | 1 | 1 | 1 | 1 | 1
7804 | 2023-11-22 03:00 | 11 | 1 | 1 | 1 | 1 | 1
7805 | 2023-11-22 04:00 | 11 | 1 | 1 | 1 | 1 | 1
7806 | 2023-11-22 05:00 | 11 | 1 | 1 | 1 | 1 | 1
7807 | 2023-11-22 06:00 | 11 | 1 | 1 | 1 | 1 | 1
7808 | 2023-11-22 07:00 | 11 | 1 | 1 | 1 | 1 | 1
7809 | 2023-11-22 08:00 | 11 | 1 | 1 | 1 | 1 | 1
7810 | 2023-11-22 09:00 | 11 | 1 | 1 | 1 | 1 | 1
7811 | 2023-11-22 10:00 | 11 | 1 | 1 | 1 | 1 | 1
7812 | 2023-11-22 11:00 | 11 | 1 | 1 | 1 | 1 | 1
7813 | 2023-11-22 12:00 | 11 | 1 | 1 | 1 | 1 | 1
7814 | 2023-11-22 13:00 | 11 | 1 | 1 | 1 | 1 | 1
7815 | 2023-11-22 14:00 | 11 | 1 | 1 | 1 | 1 | 1
7816 | 2023-11-22 15:00 | 11 | 1 | 1 | 1 | 1 | 1
7817 | 2023-11-22 16:00 | 11 | 1 | 1 | 1 | 1 | 1
7818 | 2023-11-22 17:00 | 11 | 1 | 1 | 1 | 1 | 1
7819 | 2023-11-22 18:00 | 11 | 1 | 1 | 1 | 1 | 1
7820 | 2023-11-22 19:00 | 11 | 1 | 1 | 1 | 1 | 1
7821 | 2023-11-22 20:00 | 11 | 1 | 1 | 1 | 1 | 1
7822 | 2023-11-22 21:00 | 11 | 1 | 1 | 1 | 1 | 1
7823 | 2023-11-22 22:00 | 11 | 1 | 1 | 1 | 1 | 1
7824 | 2023-11-22 23:00 | 11 | 1 | 1 | 1 | 1 | 1
7825 | 2023-11-22 | 11 | 1 | 1 | 1 | 1 | 1
7826 | 2023-11-23 01:00 | 11 | 1 | 1 | 1 | 1 | 1
7827 | 2023-11-23 02:00 | 11 | 1 | 1 | 1 | 1 | 1
7828 | 2023-11-23 03:00 | 11 | 1 | 1 | 1 | 1 | 1
7829 | 2023-11-23 04:00 | 11 | 1 | 1 | 1 | 1 | 1
7830 | 2023-11-23 05:00 | 11 | 1 | 1 | 1 | 1 | 1
7831 | 2023-11-23 06:00 | 11 | 1 | 1 | 1 | 1 | 1
7832 | 2023-11-23 07:00 | 11 | 1 | 1 | 1 | 1 | 1
7833 | 2023-11-23 08:00 | 11 | 1 | 1 | 1 | 1 | 1
7834 | 2023-11-23 09:00 | 11 | 1 | 1 | 1 | 1 | 1
7835 | 2023-11-23 10:00 | 11 | 1 | 1 | 1 | 1 | 1
7836 | 2023-11-23 11:00 | 11 | 1 | 1 | 1 | 1 | 1
7837 | 2023-11-23 12:00 | 11 | 1 | 1 | 1 | 1 | 1
7838 | 2023-11-23 13:00 | 11 | 1 | 1 | 1 | 1 | 1
7839 | 2023-11-23 14:00 | 11 | 1 | 1 | 1 | 1 | 1
7840 | 2023-11-23 15:00 | 11 | 1 | 1 | 1 | 1 | 1
7841 | 2023-11-23 16:00 | 11 | 1 | 1 | 1 | 1 | 1
7842 | 2023-11-23 17:00 | 11 | 1 | 1 | 1 | 1 | 1
7843 | 2023-11-23 18:00 | 11 | 1 | 1 | 1 | 1 | 1
7844 | 2023-11-23 19:00 | 11 | 1 | 1 | 1 | 1 | 1
7845 | 2023-11-23 20:00 | 11 | 1 | 1 | 1 | 1 | 1
7846 | 2023-11-23 21:00 | 11 | 1 | 1 | 1 | 1 | 1
7847 | 2023-11-23 22:00 | 11 | 1 | 1 | 1 | 1 | 1
7848 | 2023-11-23 23:00 | 11 | 1 | 1 | 1 | 1 | 1
7849 | 2023-11-23 | 11 | 1 | 1 | 1 | 1 | 1
7850 | 2023-11-24 01:00 | 11 | 1 | 1 | 1 | 1 | 1
7851 | 2023-11-24 02:00 | 11 | 1 | 1 | 1 | 1 | 1
7852 | 2023-11-24 03:00 | 11 | 1 | 1 | 1 | 1 | 1
7853 | 2023-11-24 04:00 | 11 | 1 | 1 | 1 | 1 | 1
7854 | 2023-11-24 05:00 | 11 | 1 | 1 | 1 | 1 | 1
7855 | 2023-11-24 06:00 | 11 | 1 | 1 | 1 | 1 | 1
7856 | 2023-11-24 07:00 | 11 | 1 | 1 | 1 | 1 | 1
7857 | 2023-11-24 08:00 | 11 | 1 | 1 | 1 | 1 | 1
7858 | 2023-11-24 09:00 | 11 | 1 | 1 | 1 | 1 | 1
7859 | 2023-11-24 10:00 | 11 | 1 | 1 | 1 | 1 | 1
7860 | 2023-11-24 11:00 | 11 | 1 | 1 | 1 | 1 | 1
7861 | 2023-11-24 12:00 | 11 | 1 | 1 | 1 | 1 | 1
7862 | 2023-11-24 13:00 | 11 | 1 | 1 | 1 | 1 | 1
7863 | 2023-11-24 14:00 | 11 | 1 | 1 | 1 | 1 | 1
7864 | 2023-11-24 15:00 | 11 | 1 | 1 | 1 | 1 | 1
7865 | 2023-11-24 16:00 | 11 | 1 | 1 | 1 | 1 | 1
7866 | 2023-11-24 17:00 | 11 | 1 | 1 | 1 | 1 | 1
7867 | 2023-11-24 18:00 | 11 | 1 | 1 | 1 | 1 | 1
7868 | 2023-11-24 19:00 | 11 | 1 | 1 | 1 | 1 | 1
7869 | 2023-11-24 20:00 | 11 | 1 | 1 | 1 | 1 | 1
7870 | 2023-11-24 21:00 | 11 | 1 | 1 | 1 | 1 | 1
7871 | 2023-11-24 22:00 | 11 | 1 | 1 | 1 | 1 | 1
7872 | 2023-11-24 23:00 | 11 | 1 | 1 | 1 | 1 | 1
7873 | 2023-11-24 | 11 | 1 | 1 | 1 | 1 | 1
7874 | 2023-11-25 01:00 | 11 | 1 | 1 | 1 | 1 | 1
7875 | 2023-11-25 02:00 | 11 | 1 | 1 | 1 | 1 | 1
7876 | 2023-11-25 03:00 | 11 | 1 | 1 | 1 | 1 | 1
7877 | 2023-11-25 04:00 | 11 | 1 | 1 | 1 | 1 | 1
7878 | 2023-11-25 05:00 | 11 | 1 | 1 | 1 | 1 | 1
7879 | 2023-11-25 06:00 | 11 | 1 | 1 | 1 | 1 | 1
7880 | 2023-11-25 07:00 | 11 | 1 | 1 | 1 | 1 | 1
7881 | 2023-11-25 08:00 | 11 | 1 | 1 | 1 | 1 | 1
7882 | 2023-11-25 09:00 | 11 | 1 | 1 | 1 | 1 | 1
7883 | 2023-11-25 10:00 | 11 | 1 | 1 | 1 | 1 | 1
7884 | 2023-11-25 11:00 | 11 | 1 | 1 | 1 | 1 | 1
7885 | 2023-11-25 12:00 | 11 | 1 | 1 | 1 | 1 | 1
7886 | 2023-11-25 13:00 | 11 | 1 | 1 | 1 | 1 | 1
7887 | 2023-11-25 14:00 | 11 | 1 | 1 | 1 | 1 | 1
7888 | 2023-11-25 15:00 | 11 | 1 | 1 | 1 | 1 | 1
7889 | 2023-11-25 16:00 | 11 | 1 | 1 | 1 | 1 | 1
7890 | 2023-11-25 17:00 | 11 | 1 | 1 | 1 | 1 | 1
7891 | 2023-11-25 18:00 | 11 | 1 | 1 | 1 | 1 | 1
7892 | 2023-11-25 19:00 | 11 | 1 | 1 | 1 | 1 | 1
7893 | 2023-11-25 20:00 | 11 | 1 | 1 | 1 | 1 | 1
7894 | 2023-11-25 21:00 | 11 | 1 | 1 | 1 | 1 | 1
7895 | 2023-11-25 22:00 | 11 | 1 | 1 | 1 | 1 | 1
7896 | 2023-11-25 23:00 | 11 | 1 | 1 | 1 | 1 | 1
7897 | 2023-11-25 | 11 | 1 | 1 | 1 | 1 | 1
7898 | 2023-11-26 01:00 | 11 | 1 | 1 | 1 | 1 | 1
7899 | 2023-11-26 02:00 | 11 | 1 | 1 | 1 | 1 | 1
7900 | 2023-11-26 03:00 | 11 | 1 | 1 | 1 | 1 | 1
7901 | 2023-11-26 04:00 | 11 | 1 | 1 | 1 | 1 | 1
7902 | 2023-11-26 05:00 | 11 | 1 | 1 | 1 | 1 | 1
7903 | 2023-11-26 06:00 | 11 | 1 | 1 | 1 | 1 | 1
7904 | 2023-11-26 07:00 | 11 | 1 | 1 | 1 | 1 | 1
7905 | 2023-11-26 08:00 | 11 | 1 | 1 | 1 | 1 | 1
7906 | 2023-11-26 09:00 | 11 | 1 | 1 | 1 | 1 | 1
7907 | 2023-11-26 10:00 | 11 | 1 | 1 | 1 | 1 | 1
7908 | 2023-11-26 11:00 | 11 | 1 | 1 | 1 | 1 | 1
7909 | 2023-11-26 12:00 | 11 | 1 | 1 | 1 | 1 | 1
7910 | 2023-11-26 13:00 | 11 | 1 | 1 | 1 | 1 | 1
7911 | 2023-11-26 14:00 | 11 | 1 | 1 | 1 | 1 | 1
7912 | 2023-11-26 15:00 | 11 | 1 | 1 | 1 | 1 | 1
7913 | 2023-11-26 16:00 | 11 | 1 | 1 | 1 | 1 | 1
7914 | 2023-11-26 17:00 | 11 | 1 | 1 | 1 | 1 | 1
7915 | 2023-11-26 18:00 | 11 | 1 | 1 | 1 | 1 | 1
7916 | 2023-11-26 19:00 | 11 | 1 | 1 | 1 | 1 | 1
7917 | 2023-11-26 20:00 | 11 | 1 | 1 | 1 | 1 | 1
7918 | 2023-11-26 21:00 | 11 | 1 | 1 | 1 | 1 | 1
7919 | 2023-11-26 22:00 | 11 | 1 | 1 | 1 | 1 | 1
7920 | 2023-11-26 23:00 | 11 | 1 | 1 | 1 | 1 | 1
7921 | 2023-11-26 | 11 | 1 | 1 | 1 | 1 | 1
7922 | 2023-11-27 01:00 | 11 | 1 | 1 | 1 | 1 | 1
7923 | 2023-11-27 02:00 | 11 | 1 | 1 | 1 | 1 | 1
7924 | 2023-11-27 03:00 | 11 | 1 | 1 | 1 | 1 | 1
7925 | 2023-11-27 04:00 | 11 | 1 | 1 | 1 | 1 | 1
7926 | 2023-11-27 05:00 | 11 | 1 | 1 | 1 | 1 | 1
7927 | 2023-11-27 06:00 | 11 | 1 | 1 | 1 | 1 | 1
7928 | 2023-11-27 07:00 | 11 | 1 | 1 | 1 | 1 | 1
7929 | 2023-11-27 08:00 | 11 | 1 | 1 | 1 | 1 | 1
7930 | 2023-11-27 09:00 | 11 | 1 | 1 | 1 | 1 | 1
7931 | 2023-11-27 10:00 | 11 | 1 | 1 | 1 | 1 | 1
7932 | 2023-11-27 11:00 | 11 | 1 | 1 | 1 | 1 | 1
7933 | 2023-11-27 12:00 | 11 | 1 | 1 | 1 | 1 | 1
7934 | 2023-11-27 13:00 | 11 | 1 | 1 | 1 | 1 | 1
7935 | 2023-11-27 14:00 | 11 | 1 | 1 | 1 | 1 | 1
7936 | 2023-11-27 15:00 | 11 | 1 | 1 | 1 | 1 | 1
7937 | 2023-11-27 16:00 | 11 | 1 | 1 | 1 | 1 | 1
7938 | 2023-11-27 17:00 | 11 | 1 | 1 | 1 | 1 | 1
7939 | 2023-11-27 18:00 | 11 | 1 | 1 | 1 | 1 | 1
7940 | 2023-11-27 19:00 | 11 | 1 | 1 | 1 | 1 | 1
7941 | 2023-11-27 20:00 | 11 | 1 | 1 | 1 | 1 | 1
7942 | 2023-11-27 21:00 | 11 | 1 | 1 | 1 | 1 | 1
7943 | 2023-11-27 22:00 | 11 | 1 | 1 | 1 | 1 | 1
7944 | 2023-11-27 23:00 | 11 | 1 | 1 | 1 | 1 | 1
7945 | 2023-11-27 | 11 | 1 | 1 | 1 | 1 | 1
7946 | 2023-11-28 01:00 | 11 | 1 | 1 | 1 | 1 | 1
7947 | 2023-11-28 02:00 | 11 | 1 | 1 | 1 | 1 | 1
7948 | 2023-11-28 03:00 | 11 | 1 | 1 | 1 | 1 | 1
7949 | 2023-11-28 04:00 | 11 | 1 | 1 | 1 | 1 | 1
7950 | 2023-11-28 05:00 | 11 | 1 | 1 | 1 | 1 | 1
7951 | 2023-11-28 06:00 | 11 | 1 | 1 | 1 | 1 | 1
7952 | 2023-11-28 07:00 | 11 | 1 | 1 | 1 | 1 | 1
7953 | 2023-11-28 08:00 | 11 | 1 | 1 | 1 | 1 | 1
7954 | 2023-11-28 09:00 | 11 | 1 | 1 | 1 | 1 | 1
7955 | 2023-11-28 10:00 | 11 | 1 | 1 | 1 | 1 | 1
7956 | 2023-11-28 11:00 | 11 | 1 | 1 | 1 | 1 | 1
7957 | 2023-11-28 12:00 | 11 | 1 | 1 | 1 | 1 | 1
7958 | 2023-11-28 13:00 | 11 | 1 | 1 | 1 | 1 | 1
7959 | 2023-11-28 14:00 | 11 | 1 | 1 | 1 | 1 | 1
7960 | 2023-11-28 15:00 | 11 | 1 | 1 | 1 | 1 | 1
7961 | 2023-11-28 16:00 | 11 | 1 | 1 | 1 | 1 | 1
7962 | 2023-11-28 17:00 | 11 | 1 | 1 | 1 | 1 | 1
7963 | 2023-11-28 18:00 | 11 | 1 | 1 | 1 | 1 | 1
7964 | 2023-11-28 19:00 | 11 | 1 | 1 | 1 | 1 | 1
7965 | 2023-11-28 20:00 | 11 | 1 | 1 | 1 | 1 | 1
7966 | 2023-11-28 21:00 | 11 | 1 | 1 | 1 | 1 | 1
7967 | 2023-11-28 22:00 | 11 | 1 | 1 | 1 | 1 | 1
7968 | 2023-11-28 23:00 | 11 | 1 | 1 | 1 | 1 | 1
7969 | 2023-11-28 | 11 | 1 | 1 | 1 | 1 | 1
7970 | 2023-11-29 01:00 | 11 | 1 | 1 | 1 | 1 | 1
7971 | 2023-11-29 02:00 | 11 | 1 | 1 | 1 | 1 | 1
7972 | 2023-11-29 03:00 | 11 | 1 | 1 | 1 | 1 | 1
7973 | 2023-11-29 04:00 | 11 | 1 | 1 | 1 | 1 | 1
7974 | 2023-11-29 05:00 | 11 | 1 | 1 | 1 | 1 | 1
7975 | 2023-11-29 06:00 | 11 | 1 | 1 | 1 | 1 | 1
7976 | 2023-11-29 07:00 | 11 | 1 | 1 | 1 | 1 | 1
7977 | 2023-11-29 08:00 | 11 | 1 | 1 | 1 | 1 | 1
7978 | 2023-11-29 09:00 | 11 | 1 | 1 | 1 | 1 | 1
7979 | 2023-11-29 10:00 | 11 | 1 | 1 | 1 | 1 | 1
7980 | 2023-11-29 11:00 | 11 | 1 | 1 | 1 | 1 | 1
7981 | 2023-11-29 12:00 | 11 | 1 | 1 | 1 | 1 | 1
7982 | 2023-11-29 13:00 | 11 | 1 | 1 | 1 | 1 | 1
7983 | 2023-11-29 14:00 | 11 | 1 | 1 | 1 | 1 | 1
7984 | 2023-11-29 15:00 | 11 | 1 | 1 | 1 | 1 | 1
7985 | 2023-11-29 16:00 | 11 | 1 | 1 | 1 | 1 | 1
7986 | 2023-11-29 17:00 | 11 | 1 | 1 | 1 | 1 | 1
7987 | 2023-11-29 18:00 | 11 | 1 | 1 | 1 | 1 | 1
7988 | 2023-11-29 19:00 | 11 | 1 | 1 | 1 | 1 | 1
7989 | 2023-11-29 20:00 | 11 | 1 | 1 | 1 | 1 | 1
7990 | 2023-11-29 21:00 | 11 | 1 | 1 | 1 | 1 | 1
7991 | 2023-11-29 22:00 | 11 | 1 | 1 | 1 | 1 | 1
7992 | 2023-11-29 23:00 | 11 | 1 | 1 | 1 | 1 | 1
7993 | 2023-11-29 | 11 | 1 | 1 | 1 | 1 | 1
7994 | 2023-11-30 01:00 | 11 | 1 | 1 | 1 | 1 | 1
7995 | 2023-11-30 02:00 | 11 | 1 | 1 | 1 | 1 | 1
7996 | 2023-11-30 03:00 | 11 | 1 | 1 | 1 | 1 | 1
7997 | 2023-11-30 04:00 | 11 | 1 | 1 | 1 | 1 | 1
7998 | 2023-11-30 05:00 | 11 | 1 | 1 | 1 | 1 | 1
7999 | 2023-11-30 06:00 | 11 | 1 | 1 | 1 | 1 | 1
8000 | 2023-11-30 07:00 | 11 | 1 | 1 | 1 | 1 | 1
8001 | 2023-11-30 08:00 | 11 | 1 | 1 | 1 | 1 | 1
8002 | 2023-11-30 09:00 | 11 | 1 | 1 | 1 | 1 | 1
8003 | 2023-11-30 10:00 | 11 | 1 | 1 | 1 | 1 | 1
8004 | 2023-11-30 11:00 | 11 | 1 | 1 | 1 | 1 | 1
8005 | 2023-11-30 12:00 | 11 | 1 | 1 | 1 | 1 | 1
8006 | 2023-11-30 13:00 | 11 | 1 | 1 | 1 | 1 | 1
8007 | 2023-11-30 14:00 | 11 | 1 | 1 | 1 | 1 | 1
8008 | 2023-11-30 15:00 | 11 | 1 | 1 | 1 | 1 | 1
8009 | 2023-11-30 16:00 | 11 | 1 | 1 | 1 | 1 | 1
8010 | 2023-11-30 17:00 | 11 | 1 | 1 | 1 | 1 | 1
8011 | 2023-11-30 18:00 | 11 | 1 | 1 | 1 | 1 | 1
8012 | 2023-11-30 19:00 | 11 | 1 | 1 | 1 | 1 | 1
8013 | 2023-11-30 20:00 | 11 | 1 | 1 | 1 | 1 | 1
8014 | 2023-11-30 21:00 | 11 | 1 | 1 | 1 | 1 | 1
8015 | 2023-11-30 22:00 | 11 | 1 | 1 | 1 | 1 | 1
8016 | 2023-11-30 23:00 | 11 | 1 | 1 | 1 | 1 | 1
8017 | 2023-11-30 | 11 | 1 | 1 | 1 | 1 | 1
8018 | 2023-12-01 01:00 | 12 | 1 | 1 | 1 | 1 | 1
8019 | 2023-12-01 02:00 | 12 | 1 | 1 | 1 | 1 | 1
8020 | 2023-12-01 03:00 | 12 | 1 | 1 | 1 | 1 | 1
8021 | 2023-12-01 04:00 | 12 | 1 | 1 | 1 | 1 | 1
8022 | 2023-12-01 05:00 | 12 | 1 | 1 | 1 | 1 | 1
8023 | 2023-12-01 06:00 | 12 | 1 | 1 | 1 | 1 | 1
8024 | 2023-12-01 07:00 | 12 | 1 | 1 | 1 | 1 | 1
8025 | 2023-12-01 08:00 | 12 | 1 | 1 | 1 | 1 | 1
8026 | 2023-12-01 09:00 | 12 | 1 | 1 | 1 | 1 | 1
8027 | 2023-12-01 10:00 | 12 | 1 | 1 | 1 | 1 | 1
8028 | 2023-12-01 11:00 | 12 | 1 | 1 | 1 | 1 | 1
8029 | 2023-12-01 12:00 | 12 | 1 | 1 | 1 | 1 | 1
8030 | 2023-12-01 13:00 | 12 | 1 | 1 | 1 | 1 | 1
8031 | 2023-12-01 14:00 | 12 | 1 | 1 | 1 | 1 | 1
8032 | 2023-12-01 15:00 | 12 | 1 | 1 | 1 | 1 | 1
8033 | 2023-12-01 16:00 | 12 | 1 | 1 | 1 | 1 | 1
8034 | 2023-12-01 17:00 | 12 | 1 | 1 | 1 | 1 | 1
8035 | 2023-12-01 18:00 | 12 | 1 | 1 | 1 | 1 | 1
8036 | 2023-12-01 19:00 | 12 | 1 | 1 | 1 | 1 | 1
8037 | 2023-12-01 20:00 | 12 | 1 | 1 | 1 | 1 | 1
8038 | 2023-12-01 21:00 | 12 | 1 | 1 | 1 | 1 | 1
8039 | 2023-12-01 22:00 | 12 | 1 | 1 | 1 | 1 | 1
8040 | 2023-12-01 23:00 | 12 | 1 | 1 | 1 | 1 | 1
8041 | 2023-12-01 | 12 | 1 | 1 | 1 | 1 | 1
8042 | 2023-12-02 01:00 | 12 | 1 | 1 | 1 | 1 | 1
8043 | 2023-12-02 02:00 | 12 | 1 | 1 | 1 | 1 | 1
8044 | 2023-12-02 03:00 | 12 | 1 | 1 | 1 | 1 | 1
8045 | 2023-12-02 04:00 | 12 | 1 | 1 | 1 | 1 | 1
8046 | 2023-12-02 05:00 | 12 | 1 | 1 | 1 | 1 | 1
8047 | 2023-12-02 06:00 | 12 | 1 | 1 | 1 | 1 | 1
8048 | 2023-12-02 07:00 | 12 | 1 | 1 | 1 | 1 | 1
8049 | 2023-12-02 08:00 | 12 | 1 | 1 | 1 | 1 | 1
8050 | 2023-12-02 09:00 | 12 | 1 | 1 | 1 | 1 | 1
8051 | 2023-12-02 10:00 | 12 | 1 | 1 | 1 | 1 | 1
8052 | 2023-12-02 11:00 | 12 | 1 | 1 | 1 | 1 | 1
8053 | 2023-12-02 12:00 | 12 | 1 | 1 | 1 | 1 | 1
8054 | 2023-12-02 13:00 | 12 | 1 | 1 | 1 | 1 | 1
8055 | 2023-12-02 14:00 | 12 | 1 | 1 | 1 | 1 | 1
8056 | 2023-12-02 15:00 | 12 | 1 | 1 | 1 | 1 | 1
8057 | 2023-12-02 16:00 | 12 | 1 | 1 | 1 | 1 | 1
8058 | 2023-12-02 17:00 | 12 | 1 | 1 | 1 | 1 | 1
8059 | 2023-12-02 18:00 | 12 | 1 | 1 | 1 | 1 | 1
8060 | 2023-12-02 19:00 | 12 | 1 | 1 | 1 | 1 | 1
8061 | 2023-12-02 20:00 | 12 | 1 | 1 | 1 | 1 | 1
8062 | 2023-12-02 21:00 | 12 | 1 | 1 | 1 | 1 | 1
8063 | 2023-12-02 22:00 | 12 | 1 | 1 | 1 | 1 | 1
8064 | 2023-12-02 23:00 | 12 | 1 | 1 | 1 | 1 | 1
8065 | 2023-12-02 | 12 | 1 | 1 | 1 | 1 | 1
8066 | 2023-12-03 01:00 | 12 | 1 | 1 | 1 | 1 | 1
8067 | 2023-12-03 02:00 | 12 | 1 | 1 | 1 | 1 | 1
8068 | 2023-12-03 03:00 | 12 | 1 | 1 | 1 | 1 | 1
8069 | 2023-12-03 04:00 | 12 | 1 | 1 | 1 | 1 | 1
8070 | 2023-12-03 05:00 | 12 | 1 | 1 | 1 | 1 | 1
8071 | 2023-12-03 06:00 | 12 | 1 | 1 | 1 | 1 | 1
8072 | 2023-12-03 07:00 | 12 | 1 | 1 | 1 | 1 | 1
8073 | 2023-12-03 08:00 | 12 | 1 | 1 | 1 | 1 | 1
8074 | 2023-12-03 09:00 | 12 | 1 | 1 | 1 | 1 | 1
8075 | 2023-12-03 10:00 | 12 | 1 | 1 | 1 | 1 | 1
8076 | 2023-12-03 11:00 | 12 | 1 | 1 | 1 | 1 | 1
8077 | 2023-12-03 12:00 | 12 | 1 | 1 | 1 | 1 | 1
8078 | 2023-12-03 13:00 | 12 | 1 | 1 | 1 | 1 | 1
8079 | 2023-12-03 14:00 | 12 | 1 | 1 | 1 | 1 | 1
8080 | 2023-12-03 15:00 | 12 | 1 | 1 | 1 | 1 | 1
8081 | 2023-12-03 16:00 | 12 | 1 | 1 | 1 | 1 | 1
8082 | 2023-12-03 17:00 | 12 | 1 | 1 | 1 | 1 | 1
8083 | 2023-12-03 18:00 | 12 | 1 | 1 | 1 | 1 | 1
8084 | 2023-12-03 19:00 | 12 | 1 | 1 | 1 | 1 | 1
8085 | 2023-12-03 20:00 | 12 | 1 | 1 | 1 | 1 | 1
8086 | 2023-12-03 21:00 | 12 | 1 | 1 | 1 | 1 | 1
8087 | 2023-12-03 22:00 | 12 | 1 | 1 | 1 | 1 | 1
8088 | 2023-12-03 23:00 | 12 | 1 | 1 | 1 | 1 | 1
8089 | 2023-12-03 | 12 | 1 | 1 | 1 | 1 | 1
8090 | 2023-12-04 01:00 | 12 | 1 | 1 | 1 | 1 | 1
8091 | 2023-12-04 02:00 | 12 | 1 | 1 | 1 | 1 | 1
8092 | 2023-12-04 03:00 | 12 | 1 | 1 | 1 | 1 | 1
8093 | 2023-12-04 04:00 | 12 | 1 | 1 | 1 | 1 | 1
8094 | 2023-12-04 05:00 | 12 | 1 | 1 | 1 | 1 | 1
8095 | 2023-12-04 06:00 | 12 | 1 | 1 | 1 | 1 | 1
8096 | 2023-12-04 07:00 | 12 | 1 | 1 | 1 | 1 | 1
8097 | 2023-12-04 08:00 | 12 | 1 | 1 | 1 | 1 | 1
8098 | 2023-12-04 09:00 | 12 | 1 | 1 | 1 | 1 | 1
8099 | 2023-12-04 10:00 | 12 | 1 | 1 | 1 | 1 | 1
8100 | 2023-12-04 11:00 | 12 | 1 | 1 | 1 | 1 | 1
8101 | 2023-12-04 12:00 | 12 | 1 | 1 | 1 | 1 | 1
8102 | 2023-12-04 13:00 | 12 | 1 | 1 | 1 | 1 | 1
8103 | 2023-12-04 14:00 | 12 | 1 | 1 | 1 | 1 | 1
8104 | 2023-12-04 15:00 | 12 | 1 | 1 | 1 | 1 | 1
8105 | 2023-12-04 16:00 | 12 | 1 | 1 | 1 | 1 | 1
8106 | 2023-12-04 17:00 | 12 | 1 | 1 | 1 | 1 | 1
8107 | 2023-12-04 18:00 | 12 | 1 | 1 | 1 | 1 | 1
8108 | 2023-12-04 19:00 | 12 | 1 | 1 | 1 | 1 | 1
8109 | 2023-12-04 20:00 | 12 | 1 | 1 | 1 | 1 | 1
8110 | 2023-12-04 21:00 | 12 | 1 | 1 | 1 | 1 | 1
8111 | 2023-12-04 22:00 | 12 | 1 | 1 | 1 | 1 | 1
8112 | 2023-12-04 23:00 | 12 | 1 | 1 | 1 | 1 | 1
8113 | 2023-12-04 | 12 | 1 | 1 | 1 | 1 | 1
8114 | 2023-12-05 01:00 | 12 | 1 | 1 | 1 | 1 | 1
8115 | 2023-12-05 02:00 | 12 | 1 | 1 | 1 | 1 | 1
8116 | 2023-12-05 03:00 | 12 | 1 | 1 | 1 | 1 | 1
8117 | 2023-12-05 04:00 | 12 | 1 | 1 | 1 | 1 | 1
8118 | 2023-12-05 05:00 | 12 | 1 | 1 | 1 | 1 | 1
8119 | 2023-12-05 06:00 | 12 | 1 | 1 | 1 | 1 | 1
8120 | 2023-12-05 07:00 | 12 | 1 | 1 | 1 | 1 | 1
8121 | 2023-12-05 08:00 | 12 | 1 | 1 | 1 | 1 | 1
8122 | 2023-12-05 09:00 | 12 | 1 | 1 | 1 | 1 | 1
8123 | 2023-12-05 10:00 | 12 | 1 | 1 | 1 | 1 | 1
8124 | 2023-12-05 11:00 | 12 | 1 | 1 | 1 | 1 | 1
8125 | 2023-12-05 12:00 | 12 | 1 | 1 | 1 | 1 | 1
8126 | 2023-12-05 13:00 | 12 | 1 | 1 | 1 | 1 | 1
8127 | 2023-12-05 14:00 | 12 | 1 | 1 | 1 | 1 | 1
8128 | 2023-12-05 15:00 | 12 | 1 | 1 | 1 | 1 | 1
8129 | 2023-12-05 16:00 | 12 | 1 | 1 | 1 | 1 | 1
8130 | 2023-12-05 17:00 | 12 | 1 | 1 | 1 | 1 | 1
8131 | 2023-12-05 18:00 | 12 | 1 | 1 | 1 | 1 | 1
8132 | 2023-12-05 19:00 | 12 | 1 | 1 | 1 | 1 | 1
8133 | 2023-12-05 20:00 | 12 | 1 | 1 | 1 | 1 | 1
8134 | 2023-12-05 21:00 | 12 | 1 | 1 | 1 | 1 | 1
8135 | 2023-12-05 22:00 | 12 | 1 | 1 | 1 | 1 | 1
8136 | 2023-12-05 23:00 | 12 | 1 | 1 | 1 | 1 | 1
8137 | 2023-12-05 | 12 | 1 | 1 | 1 | 1 | 1
8138 | 2023-12-06 01:00 | 12 | 1 | 1 | 1 | 1 | 1
8139 | 2023-12-06 02:00 | 12 | 1 | 1 | 1 | 1 | 1
8140 | 2023-12-06 03:00 | 12 | 1 | 1 | 1 | 1 | 1
8141 | 2023-12-06 04:00 | 12 | 1 | 1 | 1 | 1 | 1
8142 | 2023-12-06 05:00 | 12 | 1 | 1 | 1 | 1 | 1
8143 | 2023-12-06 06:00 | 12 | 1 | 1 | 1 | 1 | 1
8144 | 2023-12-06 07:00 | 12 | 1 | 1 | 1 | 1 | 1
8145 | 2023-12-06 08:00 | 12 | 1 | 1 | 1 | 1 | 1
8146 | 2023-12-06 09:00 | 12 | 1 | 1 | 1 | 1 | 1
8147 | 2023-12-06 10:00 | 12 | 1 | 1 | 1 | 1 | 1
8148 | 2023-12-06 11:00 | 12 | 1 | 1 | 1 | 1 | 1
8149 | 2023-12-06 12:00 | 12 | 1 | 1 | 1 | 1 | 1
8150 | 2023-12-06 13:00 | 12 | 1 | 1 | 1 | 1 | 1
8151 | 2023-12-06 14:00 | 12 | 1 | 1 | 1 | 1 | 1
8152 | 2023-12-06 15:00 | 12 | 1 | 1 | 1 | 1 | 1
8153 | 2023-12-06 16:00 | 12 | 1 | 1 | 1 | 1 | 1
8154 | 2023-12-06 17:00 | 12 | 1 | 1 | 1 | 1 | 1
8155 | 2023-12-06 18:00 | 12 | 1 | 1 | 1 | 1 | 1
8156 | 2023-12-06 19:00 | 12 | 1 | 1 | 1 | 1 | 1
8157 | 2023-12-06 20:00 | 12 | 1 | 1 | 1 | 1 | 1
8158 | 2023-12-06 21:00 | 12 | 1 | 1 | 1 | 1 | 1
8159 | 2023-12-06 22:00 | 12 | 1 | 1 | 1 | 1 | 1
8160 | 2023-12-06 23:00 | 12 | 1 | 1 | 1 | 1 | 1
8161 | 2023-12-06 | 12 | 1 | 1 | 1 | 1 | 1
8162 | 2023-12-07 01:00 | 12 | 1 | 1 | 1 | 1 | 1
8163 | 2023-12-07 02:00 | 12 | 1 | 1 | 1 | 1 | 1
8164 | 2023-12-07 03:00 | 12 | 1 | 1 | 1 | 1 | 1
8165 | 2023-12-07 04:00 | 12 | 1 | 1 | 1 | 1 | 1
8166 | 2023-12-07 05:00 | 12 | 1 | 1 | 1 | 1 | 1
8167 | 2023-12-07 06:00 | 12 | 1 | 1 | 1 | 1 | 1
8168 | 2023-12-07 07:00 | 12 | 1 | 1 | 1 | 1 | 1
8169 | 2023-12-07 08:00 | 12 | 1 | 1 | 1 | 1 | 1
8170 | 2023-12-07 09:00 | 12 | 1 | 1 | 1 | 1 | 1
8171 | 2023-12-07 10:00 | 12 | 1 | 1 | 1 | 1 | 1
8172 | 2023-12-07 11:00 | 12 | 1 | 1 | 1 | 1 | 1
8173 | 2023-12-07 12:00 | 12 | 1 | 1 | 1 | 1 | 1
8174 | 2023-12-07 13:00 | 12 | 1 | 1 | 1 | 1 | 1
8175 | 2023-12-07 14:00 | 12 | 1 | 1 | 1 | 1 | 1
8176 | 2023-12-07 15:00 | 12 | 1 | 1 | 1 | 1 | 1
8177 | 2023-12-07 16:00 | 12 | 1 | 1 | 1 | 1 | 1
8178 | 2023-12-07 17:00 | 12 | 1 | 1 | 1 | 1 | 1
8179 | 2023-12-07 18:00 | 12 | 1 | 1 | 1 | 1 | 1
8180 | 2023-12-07 19:00 | 12 | 1 | 1 | 1 | 1 | 1
8181 | 2023-12-07 20:00 | 12 | 1 | 1 | 1 | 1 | 1
8182 | 2023-12-07 21:00 | 12 | 1 | 1 | 1 | 1 | 1
8183 | 2023-12-07 22:00 | 12 | 1 | 1 | 1 | 1 | 1
8184 | 2023-12-07 23:00 | 12 | 1 | 1 | 1 | 1 | 1
8185 | 2023-12-07 | 12 | 1 | 1 | 1 | 1 | 1
8186 | 2023-12-08 01:00 | 12 | 1 | 1 | 1 | 1 | 1
8187 | 2023-12-08 02:00 | 12 | 1 | 1 | 1 | 1 | 1
8188 | 2023-12-08 03:00 | 12 | 1 | 1 | 1 | 1 | 1
8189 | 2023-12-08 04:00 | 12 | 1 | 1 | 1 | 1 | 1
8190 | 2023-12-08 05:00 | 12 | 1 | 1 | 1 | 1 | 1
8191 | 2023-12-08 06:00 | 12 | 1 | 1 | 1 | 1 | 1
8192 | 2023-12-08 07:00 | 12 | 1 | 1 | 1 | 1 | 1
8193 | 2023-12-08 08:00 | 12 | 1 | 1 | 1 | 1 | 1
8194 | 2023-12-08 09:00 | 12 | 1 | 1 | 1 | 1 | 1
8195 | 2023-12-08 10:00 | 12 | 1 | 1 | 1 | 1 | 1
8196 | 2023-12-08 11:00 | 12 | 1 | 1 | 1 | 1 | 1
8197 | 2023-12-08 12:00 | 12 | 1 | 1 | 1 | 1 | 1
8198 | 2023-12-08 13:00 | 12 | 1 | 1 | 1 | 1 | 1
8199 | 2023-12-08 14:00 | 12 | 1 | 1 | 1 | 1 | 1
8200 | 2023-12-08 15:00 | 12 | 1 | 1 | 1 | 1 | 1
8201 | 2023-12-08 16:00 | 12 | 1 | 1 | 1 | 1 | 1
8202 | 2023-12-08 17:00 | 12 | 1 | 1 | 1 | 1 | 1
8203 | 2023-12-08 18:00 | 12 | 1 | 1 | 1 | 1 | 1
8204 | 2023-12-08 19:00 | 12 | 1 | 1 | 1 | 1 | 1
8205 | 2023-12-08 20:00 | 12 | 1 | 1 | 1 | 1 | 1
8206 | 2023-12-08 21:00 | 12 | 1 | 1 | 1 | 1 | 1
8207 | 2023-12-08 22:00 | 12 | 1 | 1 | 1 | 1 | 1
8208 | 2023-12-08 23:00 | 12 | 1 | 1 | 1 | 1 | 1
8209 | 2023-12-08 | 12 | 1 | 1 | 1 | 1 | 1
8210 | 2023-12-09 01:00 | 12 | 1 | 1 | 1 | 1 | 1
8211 | 2023-12-09 02:00 | 12 | 1 | 1 | 1 | 1 | 1
8212 | 2023-12-09 03:00 | 12 | 1 | 1 | 1 | 1 | 1
8213 | 2023-12-09 04:00 | 12 | 1 | 1 | 1 | 1 | 1
8214 | 2023-12-09 05:00 | 12 | 1 | 1 | 1 | 1 | 1
8215 | 2023-12-09 06:00 | 12 | 1 | 1 | 1 | 1 | 1
8216 | 2023-12-09 07:00 | 12 | 1 | 1 | 1 | 1 | 1
8217 | 2023-12-09 08:00 | 12 | 1 | 1 | 1 | 1 | 1
8218 | 2023-12-09 09:00 | 12 | 1 | 1 | 1 | 1 | 1
8219 | 2023-12-09 10:00 | 12 | 1 | 1 | 1 | 1 | 1
8220 | 2023-12-09 11:00 | 12 | 1 | 1 | 1 | 1 | 1
8221 | 2023-12-09 12:00 | 12 | 1 | 1 | 1 | 1 | 1
8222 | 2023-12-09 13:00 | 12 | 1 | 1 | 1 | 1 | 1
8223 | 2023-12-09 14:00 | 12 | 1 | 1 | 1 | 1 | 1
8224 | 2023-12-09 15:00 | 12 | 1 | 1 | 1 | 1 | 1
8225 | 2023-12-09 16:00 | 12 | 1 | 1 | 1 | 1 | 1
8226 | 2023-12-09 17:00 | 12 | 1 | 1 | 1 | 1 | 1
8227 | 2023-12-09 18:00 | 12 | 1 | 1 | 1 | 1 | 1
8228 | 2023-12-09 19:00 | 12 | 1 | 1 | 1 | 1 | 1
8229 | 2023-12-09 20:00 | 12 | 1 | 1 | 1 | 1 | 1
8230 | 2023-12-09 21:00 | 12 | 1 | 1 | 1 | 1 | 1
8231 | 2023-12-09 22:00 | 12 | 1 | 1 | 1 | 1 | 1
8232 | 2023-12-09 23:00 | 12 | 1 | 1 | 1 | 1 | 1
8233 | 2023-12-09 | 12 | 1 | 1 | 1 | 1 | 1
8234 | 2023-12-10 01:00 | 12 | 1 | 1 | 1 | 1 | 1
8235 | 2023-12-10 02:00 | 12 | 1 | 1 | 1 | 1 | 1
8236 | 2023-12-10 03:00 | 12 | 1 | 1 | 1 | 1 | 1
8237 | 2023-12-10 04:00 | 12 | 1 | 1 | 1 | 1 | 1
8238 | 2023-12-10 05:00 | 12 | 1 | 1 | 1 | 1 | 1
8239 | 2023-12-10 06:00 | 12 | 1 | 1 | 1 | 1 | 1
8240 | 2023-12-10 07:00 | 12 | 1 | 1 | 1 | 1 | 1
8241 | 2023-12-10 08:00 | 12 | 1 | 1 | 1 | 1 | 1
8242 | 2023-12-10 09:00 | 12 | 1 | 1 | 1 | 1 | 1
8243 | 2023-12-10 10:00 | 12 | 1 | 1 | 1 | 1 | 1
8244 | 2023-12-10 11:00 | 12 | 1 | 1 | 1 | 1 | 1
8245 | 2023-12-10 12:00 | 12 | 1 | 1 | 1 | 1 | 1
8246 | 2023-12-10 13:00 | 12 | 1 | 1 | 1 | 1 | 1
8247 | 2023-12-10 14:00 | 12 | 1 | 1 | 1 | 1 | 1
8248 | 2023-12-10 15:00 | 12 | 1 | 1 | 1 | 1 | 1
8249 | 2023-12-10 16:00 | 12 | 1 | 1 | 1 | 1 | 1
8250 | 2023-12-10 17:00 | 12 | 1 | 1 | 1 | 1 | 1
8251 | 2023-12-10 18:00 | 12 | 1 | 1 | 1 | 1 | 1
8252 | 2023-12-10 19:00 | 12 | 1 | 1 | 1 | 1 | 1
8253 | 2023-12-10 20:00 | 12 | 1 | 1 | 1 | 1 | 1
8254 | 2023-12-10 21:00 | 12 | 1 | 1 | 1 | 1 | 1
8255 | 2023-12-10 22:00 | 12 | 1 | 1 | 1 | 1 | 1
8256 | 2023-12-10 23:00 | 12 | 1 | 1 | 1 | 1 | 1
8257 | 2023-12-10 | 12 | 1 | 1 | 1 | 1 | 1
8258 | 2023-12-11 01:00 | 12 | 1 | 1 | 1 | 1 | 1
8259 | 2023-12-11 02:00 | 12 | 1 | 1 | 1 | 1 | 1
8260 | 2023-12-11 03:00 | 12 | 1 | 1 | 1 | 1 | 1
8261 | 2023-12-11 04:00 | 12 | 1 | 1 | 1 | 1 | 1
8262 | 2023-12-11 05:00 | 12 | 1 | 1 | 1 | 1 | 1
8263 | 2023-12-11 06:00 | 12 | 1 | 1 | 1 | 1 | 1
8264 | 2023-12-11 07:00 | 12 | 1 | 1 | 1 | 1 | 1
8265 | 2023-12-11 08:00 | 12 | 1 | 1 | 1 | 1 | 1
8266 | 2023-12-11 09:00 | 12 | 1 | 1 | 1 | 1 | 1
8267 | 2023-12-11 10:00 | 12 | 1 | 1 | 1 | 1 | 1
8268 | 2023-12-11 11:00 | 12 | 1 | 1 | 1 | 1 | 1
8269 | 2023-12-11 12:00 | 12 | 1 | 1 | 1 | 1 | 1
8270 | 2023-12-11 13:00 | 12 | 1 | 1 | 1 | 1 | 1
8271 | 2023-12-11 14:00 | 12 | 1 | 1 | 1 | 1 | 1
8272 | 2023-12-11 15:00 | 12 | 1 | 1 | 1 | 1 | 1
8273 | 2023-12-11 16:00 | 12 | 1 | 1 | 1 | 1 | 1
8274 | 2023-12-11 17:00 | 12 | 1 | 1 | 1 | 1 | 1
8275 | 2023-12-11 18:00 | 12 | 1 | 1 | 1 | 1 | 1
8276 | 2023-12-11 19:00 | 12 | 1 | 1 | 1 | 1 | 1
8277 | 2023-12-11 20:00 | 12 | 1 | 1 | 1 | 1 | 1
8278 | 2023-12-11 21:00 | 12 | 1 | 1 | 1 | 1 | 1
8279 | 2023-12-11 22:00 | 12 | 1 | 1 | 1 | 1 | 1
8280 | 2023-12-11 23:00 | 12 | 1 | 1 | 1 | 1 | 1
8281 | 2023-12-11 | 12 | 1 | 1 | 1 | 1 | 1
8282 | 2023-12-12 01:00 | 12 | 1 | 1 | 1 | 1 | 1
8283 | 2023-12-12 02:00 | 12 | 1 | 1 | 1 | 1 | 1
8284 | 2023-12-12 03:00 | 12 | 1 | 1 | 1 | 1 | 1
8285 | 2023-12-12 04:00 | 12 | 1 | 1 | 1 | 1 | 1
8286 | 2023-12-12 05:00 | 12 | 1 | 1 | 1 | 1 | 1
8287 | 2023-12-12 06:00 | 12 | 1 | 1 | 1 | 1 | 1
8288 | 2023-12-12 07:00 | 12 | 1 | 1 | 1 | 1 | 1
8289 | 2023-12-12 08:00 | 12 | 1 | 1 | 1 | 1 | 1
8290 | 2023-12-12 09:00 | 12 | 1 | 1 | 1 | 1 | 1
8291 | 2023-12-12 10:00 | 12 | 1 | 1 | 1 | 1 | 1
8292 | 2023-12-12 11:00 | 12 | 1 | 1 | 1 | 1 | 1
8293 | 2023-12-12 12:00 | 12 | 1 | 1 | 1 | 1 | 1
8294 | 2023-12-12 13:00 | 12 | 1 | 1 | 1 | 1 | 1
8295 | 2023-12-12 14:00 | 12 | 1 | 1 | 1 | 1 | 1
8296 | 2023-12-12 15:00 | 12 | 1 | 1 | 1 | 1 | 1
8297 | 2023-12-12 16:00 | 12 | 1 | 1 | 1 | 1 | 1
8298 | 2023-12-12 17:00 | 12 | 1 | 1 | 1 | 1 | 1
8299 | 2023-12-12 18:00 | 12 | 1 | 1 | 1 | 1 | 1
8300 | 2023-12-12 19:00 | 12 | 1 | 1 | 1 | 1 | 1
8301 | 2023-12-12 20:00 | 12 | 1 | 1 | 1 | 1 | 1
8302 | 2023-12-12 21:00 | 12 | 1 | 1 | 1 | 1 | 1
8303 | 2023-12-12 22:00 | 12 | 1 | 1 | 1 | 1 | 1
8304 | 2023-12-12 23:00 | 12 | 1 | 1 | 1 | 1 | 1
8305 | 2023-12-12 | 12 | 1 | 1 | 1 | 1 | 1
8306 | 2023-12-13 01:00 | 12 | 1 | 1 | 1 | 1 | 1
8307 | 2023-12-13 02:00 | 12 | 1 | 1 | 1 | 1 | 1
8308 | 2023-12-13 03:00 | 12 | 1 | 1 | 1 | 1 | 1
8309 | 2023-12-13 04:00 | 12 | 1 | 1 | 1 | 1 | 1
8310 | 2023-12-13 05:00 | 12 | 1 | 1 | 1 | 1 | 1
8311 | 2023-12-13 06:00 | 12 | 1 | 1 | 1 | 1 | 1
8312 | 2023-12-13 07:00 | 12 | 1 | 1 | 1 | 1 | 1
8313 | 2023-12-13 08:00 | 12 | 1 | 1 | 1 | 1 | 1
8314 | 2023-12-13 09:00 | 12 | 1 | 1 | 1 | 1 | 1
8315 | 2023-12-13 10:00 | 12 | 1 | 1 | 1 | 1 | 1
8316 | 2023-12-13 11:00 | 12 | 1 | 1 | 1 | 1 | 1
8317 | 2023-12-13 12:00 | 12 | 1 | 1 | 1 | 1 | 1
8318 | 2023-12-13 13:00 | 12 | 1 | 1 | 1 | 1 | 1
8319 | 2023-12-13 14:00 | 12 | 1 | 1 | 1 | 1 | 1
8320 | 2023-12-13 15:00 | 12 | 1 | 1 | 1 | 1 | 1
8321 | 2023-12-13 16:00 | 12 | 1 | 1 | 1 | 1 | 1
8322 | 2023-12-13 17:00 | 12 | 1 | 1 | 1 | 1 | 1
8323 | 2023-12-13 18:00 | 12 | 1 | 1 | 1 | 1 | 1
8324 | 2023-12-13 19:00 | 12 | 1 | 1 | 1 | 1 | 1
8325 | 2023-12-13 20:00 | 12 | 1 | 1 | 1 | 1 | 1
8326 | 2023-12-13 21:00 | 12 | 1 | 1 | 1 | 1 | 1
8327 | 2023-12-13 22:00 | 12 | 1 | 1 | 1 | 1 | 1
8328 | 2023-12-13 23:00 | 12 | 1 | 1 | 1 | 1 | 1
8329 | 2023-12-13 | 12 | 1 | 1 | 1 | 1 | 1
8330 | 2023-12-14 01:00 | 12 | 1 | 1 | 1 | 1 | 1
8331 | 2023-12-14 02:00 | 12 | 1 | 1 | 1 | 1 | 1
8332 | 2023-12-14 03:00 | 12 | 1 | 1 | 1 | 1 | 1
8333 | 2023-12-14 04:00 | 12 | 1 | 1 | 1 | 1 | 1
8334 | 2023-12-14 05:00 | 12 | 1 | 1 | 1 | 1 | 1
8335 | 2023-12-14 06:00 | 12 | 1 | 1 | 1 | 1 | 1
8336 | 2023-12-14 07:00 | 12 | 1 | 1 | 1 | 1 | 1
8337 | 2023-12-14 08:00 | 12 | 1 | 1 | 1 | 1 | 1
8338 | 2023-12-14 09:00 | 12 | 1 | 1 | 1 | 1 | 1
8339 | 2023-12-14 10:00 | 12 | 1 | 1 | 1 | 1 | 1
8340 | 2023-12-14 11:00 | 12 | 1 | 1 | 1 | 1 | 1
8341 | 2023-12-14 12:00 | 12 | 1 | 1 | 1 | 1 | 1
8342 | 2023-12-14 13:00 | 12 | 1 | 1 | 1 | 1 | 1
8343 | 2023-12-14 14:00 | 12 | 1 | 1 | 1 | 1 | 1
8344 | 2023-12-14 15:00 | 12 | 1 | 1 | 1 | 1 | 1
8345 | 2023-12-14 16:00 | 12 | 1 | 1 | 1 | 1 | 1
8346 | 2023-12-14 17:00 | 12 | 1 | 1 | 1 | 1 | 1
8347 | 2023-12-14 18:00 | 12 | 1 | 1 | 1 | 1 | 1
8348 | 2023-12-14 19:00 | 12 | 1 | 1 | 1 | 1 | 1
8349 | 2023-12-14 20:00 | 12 | 1 | 1 | 1 | 1 | 1
8350 | 2023-12-14 21:00 | 12 | 1 | 1 | 1 | 1 | 1
8351 | 2023-12-14 22:00 | 12 | 1 | 1 | 1 | 1 | 1
8352 | 2023-12-14 23:00 | 12 | 1 | 1 | 1 | 1 | 1
8353 | 2023-12-14 | 12 | 1 | 1 | 1 | 1 | 1
8354 | 2023-12-15 01:00 | 12 | 1 | 1 | 1 | 1 | 1
8355 | 2023-12-15 02:00 | 12 | 1 | 1 | 1 | 1 | 1
8356 | 2023-12-15 03:00 | 12 | 1 | 1 | 1 | 1 | 1
8357 | 2023-12-15 04:00 | 12 | 1 | 1 | 1 | 1 | 1
8358 | 2023-12-15 05:00 | 12 | 1 | 1 | 1 | 1 | 1
8359 | 2023-12-15 06:00 | 12 | 1 | 1 | 1 | 1 | 1
8360 | 2023-12-15 07:00 | 12 | 1 | 1 | 1 | 1 | 1
8361 | 2023-12-15 08:00 | 12 | 1 | 1 | 1 | 1 | 1
8362 | 2023-12-15 09:00 | 12 | 1 | 1 | 1 | 1 | 1
8363 | 2023-12-15 10:00 | 12 | 1 | 1 | 1 | 1 | 1
8364 | 2023-12-15 11:00 | 12 | 1 | 1 | 1 | 1 | 1
8365 | 2023-12-15 12:00 | 12 | 1 | 1 | 1 | 1 | 1
8366 | 2023-12-15 13:00 | 12 | 1 | 1 | 1 | 1 | 1
8367 | 2023-12-15 14:00 | 12 | 1 | 1 | 1 | 1 | 1
8368 | 2023-12-15 15:00 | 12 | 1 | 1 | 1 | 1 | 1
8369 | 2023-12-15 16:00 | 12 | 1 | 1 | 1 | 1 | 1
8370 | 2023-12-15 17:00 | 12 | 1 | 1 | 1 | 1 | 1
8371 | 2023-12-15 18:00 | 12 | 1 | 1 | 1 | 1 | 1
8372 | 2023-12-15 19:00 | 12 | 1 | 1 | 1 | 1 | 1
8373 | 2023-12-15 20:00 | 12 | 1 | 1 | 1 | 1 | 1
8374 | 2023-12-15 21:00 | 12 | 1 | 1 | 1 | 1 | 1
8375 | 2023-12-15 22:00 | 12 | 1 | 1 | 1 | 1 | 1
8376 | 2023-12-15 23:00 | 12 | 1 | 1 | 1 | 1 | 1
8377 | 2023-12-15 | 12 | 1 | 1 | 1 | 1 | 1
8378 | 2023-12-16 01:00 | 12 | 1 | 1 | 1 | 1 | 1
8379 | 2023-12-16 02:00 | 12 | 1 | 1 | 1 | 1 | 1
8380 | 2023-12-16 03:00 | 12 | 1 | 1 | 1 | 1 | 1
8381 | 2023-12-16 04:00 | 12 | 1 | 1 | 1 | 1 | 1
8382 | 2023-12-16 05:00 | 12 | 1 | 1 | 1 | 1 | 1
8383 | 2023-12-16 06:00 | 12 | 1 | 1 | 1 | 1 | 1
8384 | 2023-12-16 07:00 | 12 | 1 | 1 | 1 | 1 | 1
8385 | 2023-12-16 08:00 | 12 | 1 | 1 | 1 | 1 | 1
8386 | 2023-12-16 09:00 | 12 | 1 | 1 | 1 | 1 | 1
8387 | 2023-12-16 10:00 | 12 | 1 | 1 | 1 | 1 | 1
8388 | 2023-12-16 11:00 | 12 | 1 | 1 | 1 | 1 | 1
8389 | 2023-12-16 12:00 | 12 | 1 | 1 | 1 | 1 | 1
8390 | 2023-12-16 13:00 | 12 | 1 | 1 | 1 | 1 | 1
8391 | 2023-12-16 14:00 | 12 | 1 | 1 | 1 | 1 | 1
8392 | 2023-12-16 15:00 | 12 | 1 | 1 | 1 | 1 | 1
8393 | 2023-12-16 16:00 | 12 | 1 | 1 | 1 | 1 | 1
8394 | 2023-12-16 17:00 | 12 | 1 | 1 | 1 | 1 | 1
8395 | 2023-12-16 18:00 | 12 | 1 | 1 | 1 | 1 | 1
8396 | 2023-12-16 19:00 | 12 | 1 | 1 | 1 | 1 | 1
8397 | 2023-12-16 20:00 | 12 | 1 | 1 | 1 | 1 | 1
8398 | 2023-12-16 21:00 | 12 | 1 | 1 | 1 | 1 | 1
8399 | 2023-12-16 22:00 | 12 | 1 | 1 | 1 | 1 | 1
8400 | 2023-12-16 23:00 | 12 | 1 | 1 | 1 | 1 | 1
8401 | 2023-12-16 | 12 | 1 | 1 | 1 | 1 | 1
8402 | 2023-12-17 01:00 | 12 | 1 | 1 | 1 | 1 | 1
8403 | 2023-12-17 02:00 | 12 | 1 | 1 | 1 | 1 | 1
8404 | 2023-12-17 03:00 | 12 | 1 | 1 | 1 | 1 | 1
8405 | 2023-12-17 04:00 | 12 | 1 | 1 | 1 | 1 | 1
8406 | 2023-12-17 05:00 | 12 | 1 | 1 | 1 | 1 | 1
8407 | 2023-12-17 06:00 | 12 | 1 | 1 | 1 | 1 | 1
8408 | 2023-12-17 07:00 | 12 | 1 | 1 | 1 | 1 | 1
8409 | 2023-12-17 08:00 | 12 | 1 | 1 | 1 | 1 | 1
8410 | 2023-12-17 09:00 | 12 | 1 | 1 | 1 | 1 | 1
8411 | 2023-12-17 10:00 | 12 | 1 | 1 | 1 | 1 | 1
8412 | 2023-12-17 11:00 | 12 | 1 | 1 | 1 | 1 | 1
8413 | 2023-12-17 12:00 | 12 | 1 | 1 | 1 | 1 | 1
8414 | 2023-12-17 13:00 | 12 | 1 | 1 | 1 | 1 | 1
8415 | 2023-12-17 14:00 | 12 | 1 | 1 | 1 | 1 | 1
8416 | 2023-12-17 15:00 | 12 | 1 | 1 | 1 | 1 | 1
8417 | 2023-12-17 16:00 | 12 | 1 | 1 | 1 | 1 | 1
8418 | 2023-12-17 17:00 | 12 | 1 | 1 | 1 | 1 | 1
8419 | 2023-12-17 18:00 | 12 | 1 | 1 | 1 | 1 | 1
8420 | 2023-12-17 19:00 | 12 | 1 | 1 | 1 | 1 | 1
8421 | 2023-12-17 20:00 | 12 | 1 | 1 | 1 | 1 | 1
8422 | 2023-12-17 21:00 | 12 | 1 | 1 | 1 | 1 | 1
8423 | 2023-12-17 22:00 | 12 | 1 | 1 | 1 | 1 | 1
8424 | 2023-12-17 23:00 | 12 | 1 | 1 | 1 | 1 | 1
8425 | 2023-12-17 | 12 | 1 | 1 | 1 | 1 | 1
8426 | 2023-12-18 01:00 | 12 | 1 | 1 | 1 | 1 | 1
8427 | 2023-12-18 02:00 | 12 | 1 | 1 | 1 | 1 | 1
8428 | 2023-12-18 03:00 | 12 | 1 | 1 | 1 | 1 | 1
8429 | 2023-12-18 04:00 | 12 | 1 | 1 | 1 | 1 | 1
8430 | 2023-12-18 05:00 | 12 | 1 | 1 | 1 | 1 | 1
8431 | 2023-12-18 06:00 | 12 | 1 | 1 | 1 | 1 | 1
8432 | 2023-12-18 07:00 | 12 | 1 | 1 | 1 | 1 | 1
8433 | 2023-12-18 08:00 | 12 | 1 | 1 | 1 | 1 | 1
8434 | 2023-12-18 09:00 | 12 | 1 | 1 | 1 | 1 | 1
8435 | 2023-12-18 10:00 | 12 | 1 | 1 | 1 | 1 | 1
8436 | 2023-12-18 11:00 | 12 | 1 | 1 | 1 | 1 | 1
8437 | 2023-12-18 12:00 | 12 | 1 | 1 | 1 | 1 | 1
8438 | 2023-12-18 13:00 | 12 | 1 | 1 | 1 | 1 | 1
8439 | 2023-12-18 14:00 | 12 | 1 | 1 | 1 | 1 | 1
8440 | 2023-12-18 15:00 | 12 | 1 | 1 | 1 | 1 | 1
8441 | 2023-12-18 16:00 | 12 | 1 | 1 | 1 | 1 | 1
8442 | 2023-12-18 17:00 | 12 | 1 | 1 | 1 | 1 | 1
8443 | 2023-12-18 18:00 | 12 | 1 | 1 | 1 | 1 | 1
8444 | 2023-12-18 19:00 | 12 | 1 | 1 | 1 | 1 | 1
8445 | 2023-12-18 20:00 | 12 | 1 | 1 | 1 | 1 | 1
8446 | 2023-12-18 21:00 | 12 | 1 | 1 | 1 | 1 | 1
8447 | 2023-12-18 22:00 | 12 | 1 | 1 | 1 | 1 | 1
8448 | 2023-12-18 23:00 | 12 | 1 | 1 | 1 | 1 | 1
8449 | 2023-12-18 | 12 | 1 | 1 | 1 | 1 | 1
8450 | 2023-12-19 01:00 | 12 | 1 | 1 | 1 | 1 | 1
8451 | 2023-12-19 02:00 | 12 | 1 | 1 | 1 | 1 | 1
8452 | 2023-12-19 03:00 | 12 | 1 | 1 | 1 | 1 | 1
8453 | 2023-12-19 04:00 | 12 | 1 | 1 | 1 | 1 | 1
8454 | 2023-12-19 05:00 | 12 | 1 | 1 | 1 | 1 | 1
8455 | 2023-12-19 06:00 | 12 | 1 | 1 | 1 | 1 | 1
8456 | 2023-12-19 07:00 | 12 | 1 | 1 | 1 | 1 | 1
8457 | 2023-12-19 08:00 | 12 | 1 | 1 | 1 | 1 | 1
8458 | 2023-12-19 09:00 | 12 | 1 | 1 | 1 | 1 | 1
8459 | 2023-12-19 10:00 | 12 | 1 | 1 | 1 | 1 | 1
8460 | 2023-12-19 11:00 | 12 | 1 | 1 | 1 | 1 | 1
8461 | 2023-12-19 12:00 | 12 | 1 | 1 | 1 | 1 | 1
8462 | 2023-12-19 13:00 | 12 | 1 | 1 | 1 | 1 | 1
8463 | 2023-12-19 14:00 | 12 | 1 | 1 | 1 | 1 | 1
8464 | 2023-12-19 15:00 | 12 | 1 | 1 | 1 | 1 | 1
8465 | 2023-12-19 16:00 | 12 | 1 | 1 | 1 | 1 | 1
8466 | 2023-12-19 17:00 | 12 | 1 | 1 | 1 | 1 | 1
8467 | 2023-12-19 18:00 | 12 | 1 | 1 | 1 | 1 | 1
8468 | 2023-12-19 19:00 | 12 | 1 | 1 | 1 | 1 | 1
8469 | 2023-12-19 20:00 | 12 | 1 | 1 | 1 | 1 | 1
8470 | 2023-12-19 21:00 | 12 | 1 | 1 | 1 | 1 | 1
8471 | 2023-12-19 22:00 | 12 | 1 | 1 | 1 | 1 | 1
8472 | 2023-12-19 23:00 | 12 | 1 | 1 | 1 | 1 | 1
8473 | 2023-12-19 | 12 | 1 | 1 | 1 | 1 | 1
8474 | 2023-12-20 01:00 | 12 | 1 | 1 | 1 | 1 | 1
8475 | 2023-12-20 02:00 | 12 | 1 | 1 | 1 | 1 | 1
8476 | 2023-12-20 03:00 | 12 | 1 | 1 | 1 | 1 | 1
8477 | 2023-12-20 04:00 | 12 | 1 | 1 | 1 | 1 | 1
8478 | 2023-12-20 05:00 | 12 | 1 | 1 | 1 | 1 | 1
8479 | 2023-12-20 06:00 | 12 | 1 | 1 | 1 | 1 | 1
8480 | 2023-12-20 07:00 | 12 | 1 | 1 | 1 | 1 | 1
8481 | 2023-12-20 08:00 | 12 | 1 | 1 | 1 | 1 | 1
8482 | 2023-12-20 09:00 | 12 | 1 | 1 | 1 | 1 | 1
8483 | 2023-12-20 10:00 | 12 | 1 | 1 | 1 | 1 | 1
8484 | 2023-12-20 11:00 | 12 | 1 | 1 | 1 | 1 | 1
8485 | 2023-12-20 12:00 | 12 | 1 | 1 | 1 | 1 | 1
8486 | 2023-12-20 13:00 | 12 | 1 | 1 | 1 | 1 | 1
8487 | 2023-12-20 14:00 | 12 | 1 | 1 | 1 | 1 | 1
8488 | 2023-12-20 15:00 | 12 | 1 | 1 | 1 | 1 | 1
8489 | 2023-12-20 16:00 | 12 | 1 | 1 | 1 | 1 | 1
8490 | 2023-12-20 17:00 | 12 | 1 | 1 | 1 | 1 | 1
8491 | 2023-12-20 18:00 | 12 | 1 | 1 | 1 | 1 | 1
8492 | 2023-12-20 19:00 | 12 | 1 | 1 | 1 | 1 | 1
8493 | 2023-12-20 20:00 | 12 | 1 | 1 | 1 | 1 | 1
8494 | 2023-12-20 21:00 | 12 | 1 | 1 | 1 | 1 | 1
8495 | 2023-12-20 22:00 | 12 | 1 | 1 | 1 | 1 | 1
8496 | 2023-12-20 23:00 | 12 | 1 | 1 | 1 | 1 | 1
8497 | 2023-12-20 | 12 | 1 | 1 | 1 | 1 | 1
8498 | 2023-12-21 01:00 | 12 | 1 | 1 | 1 | 1 | 1
8499 | 2023-12-21 02:00 | 12 | 1 | 1 | 1 | 1 | 1
8500 | 2023-12-21 03:00 | 12 | 1 | 1 | 1 | 1 | 1
8501 | 2023-12-21 04:00 | 12 | 1 | 1 | 1 | 1 | 1
8502 | 2023-12-21 05:00 | 12 | 1 | 1 | 1 | 1 | 1
8503 | 2023-12-21 06:00 | 12 | 1 | 1 | 1 | 1 | 1
8504 | 2023-12-21 07:00 | 12 | 1 | 1 | 1 | 1 | 1
8505 | 2023-12-21 08:00 | 12 | 1 | 1 | 1 | 1 | 1
8506 | 2023-12-21 09:00 | 12 | 1 | 1 | 1 | 1 | 1
8507 | 2023-12-21 10:00 | 12 | 1 | 1 | 1 | 1 | 1
8508 | 2023-12-21 11:00 | 12 | 1 | 1 | 1 | 1 | 1
8509 | 2023-12-21 12:00 | 12 | 1 | 1 | 1 | 1 | 1
8510 | 2023-12-21 13:00 | 12 | 1 | 1 | 1 | 1 | 1
8511 | 2023-12-21 14:00 | 12 | 1 | 1 | 1 | 1 | 1
8512 | 2023-12-21 15:00 | 12 | 1 | 1 | 1 | 1 | 1
8513 | 2023-12-21 16:00 | 12 | 1 | 1 | 1 | 1 | 1
8514 | 2023-12-21 17:00 | 12 | 1 | 1 | 1 | 1 | 1
8515 | 2023-12-21 18:00 | 12 | 1 | 1 | 1 | 1 | 1
8516 | 2023-12-21 19:00 | 12 | 1 | 1 | 1 | 1 | 1
8517 | 2023-12-21 20:00 | 12 | 1 | 1 | 1 | 1 | 1
8518 | 2023-12-21 21:00 | 12 | 1 | 1 | 1 | 1 | 1
8519 | 2023-12-21 22:00 | 12 | 1 | 1 | 1 | 1 | 1
8520 | 2023-12-21 23:00 | 12 | 1 | 1 | 1 | 1 | 1
8521 | 2023-12-21 | 12 | 1 | 1 | 1 | 1 | 1
8522 | 2023-12-22 01:00 | 12 | 1 | 1 | 1 | 1 | 1
8523 | 2023-12-22 02:00 | 12 | 1 | 1 | 1 | 1 | 1
8524 | 2023-12-22 03:00 | 12 | 1 | 1 | 1 | 1 | 1
8525 | 2023-12-22 04:00 | 12 | 1 | 1 | 1 | 1 | 1
8526 | 2023-12-22 05:00 | 12 | 1 | 1 | 1 | 1 | 1
8527 | 2023-12-22 06:00 | 12 | 1 | 1 | 1 | 1 | 1
8528 | 2023-12-22 07:00 | 12 | 1 | 1 | 1 | 1 | 1
8529 | 2023-12-22 08:00 | 12 | 1 | 1 | 1 | 1 | 1
8530 | 2023-12-22 09:00 | 12 | 1 | 1 | 1 | 1 | 1
8531 | 2023-12-22 10:00 | 12 | 1 | 1 | 1 | 1 | 1
8532 | 2023-12-22 11:00 | 12 | 1 | 1 | 1 | 1 | 1
8533 | 2023-12-22 12:00 | 12 | 1 | 1 | 1 | 1 | 1
8534 | 2023-12-22 13:00 | 12 | 1 | 1 | 1 | 1 | 1
8535 | 2023-12-22 14:00 | 12 | 1 | 1 | 1 | 1 | 1
8536 | 2023-12-22 15:00 | 12 | 1 | 1 | 1 | 1 | 1
8537 | 2023-12-22 16:00 | 12 | 1 | 1 | 1 | 1 | 1
8538 | 2023-12-22 17:00 | 12 | 1 | 1 | 1 | 1 | 1
8539 | 2023-12-22 18:00 | 12 | 1 | 1 | 1 | 1 | 1
8540 | 2023-12-22 19:00 | 12 | 1 | 1 | 1 | 1 | 1
8541 | 2023-12-22 20:00 | 12 | 1 | 1 | 1 | 1 | 1
8542 | 2023-12-22 21:00 | 12 | 1 | 1 | 1 | 1 | 1
8543 | 2023-12-22 22:00 | 12 | 1 | 1 | 1 | 1 | 1
8544 | 2023-12-22 23:00 | 12 | 1 | 1 | 1 | 1 | 1
8545 | 2023-12-22 | 12 | 1 | 1 | 1 | 1 | 1
8546 | 2023-12-23 01:00 | 12 | 1 | 1 | 1 | 1 | 1
8547 | 2023-12-23 02:00 | 12 | 1 | 1 | 1 | 1 | 1
8548 | 2023-12-23 03:00 | 12 | 1 | 1 | 1 | 1 | 1
8549 | 2023-12-23 04:00 | 12 | 1 | 1 | 1 | 1 | 1
8550 | 2023-12-23 05:00 | 12 | 1 | 1 | 1 | 1 | 1
8551 | 2023-12-23 06:00 | 12 | 1 | 1 | 1 | 1 | 1
8552 | 2023-12-23 07:00 | 12 | 1 | 1 | 1 | 1 | 1
8553 | 2023-12-23 08:00 | 12 | 1 | 1 | 1 | 1 | 1
8554 | 2023-12-23 09:00 | 12 | 1 | 1 | 1 | 1 | 1
8555 | 2023-12-23 10:00 | 12 | 1 | 1 | 1 | 1 | 1
8556 | 2023-12-23 11:00 | 12 | 1 | 1 | 1 | 1 | 1
8557 | 2023-12-23 12:00 | 12 | 1 | 1 | 1 | 1 | 1
8558 | 2023-12-23 13:00 | 12 | 1 | 1 | 1 | 1 | 1
8559 | 2023-12-23 14:00 | 12 | 1 | 1 | 1 | 1 | 1
8560 | 2023-12-23 15:00 | 12 | 1 | 1 | 1 | 1 | 1
8561 | 2023-12-23 16:00 | 12 | 1 | 1 | 1 | 1 | 1
8562 | 2023-12-23 17:00 | 12 | 1 | 1 | 1 | 1 | 1
8563 | 2023-12-23 18:00 | 12 | 1 | 1 | 1 | 1 | 1
8564 | 2023-12-23 19:00 | 12 | 1 | 1 | 1 | 1 | 1
8565 | 2023-12-23 20:00 | 12 | 1 | 1 | 1 | 1 | 1
8566 | 2023-12-23 21:00 | 12 | 1 | 1 | 1 | 1 | 1
8567 | 2023-12-23 22:00 | 12 | 1 | 1 | 1 | 1 | 1
8568 | 2023-12-23 23:00 | 12 | 1 | 1 | 1 | 1 | 1
8569 | 2023-12-23 | 12 | 1 | 1 | 1 | 1 | 1
8570 | 2023-12-24 01:00 | 12 | 1 | 1 | 1 | 1 | 1
8571 | 2023-12-24 02:00 | 12 | 1 | 1 | 1 | 1 | 1
8572 | 2023-12-24 03:00 | 12 | 1 | 1 | 1 | 1 | 1
8573 | 2023-12-24 04:00 | 12 | 1 | 1 | 1 | 1 | 1
8574 | 2023-12-24 05:00 | 12 | 1 | 1 | 1 | 1 | 1
8575 | 2023-12-24 06:00 | 12 | 1 | 1 | 1 | 1 | 1
8576 | 2023-12-24 07:00 | 12 | 1 | 1 | 1 | 1 | 1
8577 | 2023-12-24 08:00 | 12 | 1 | 1 | 1 | 1 | 1
8578 | 2023-12-24 09:00 | 12 | 1 | 1 | 1 | 1 | 1
8579 | 2023-12-24 10:00 | 12 | 1 | 1 | 1 | 1 | 1
8580 | 2023-12-24 11:00 | 12 | 1 | 1 | 1 | 1 | 1
8581 | 2023-12-24 12:00 | 12 | 1 | 1 | 1 | 1 | 1
8582 | 2023-12-24 13:00 | 12 | 1 | 1 | 1 | 1 | 1
8583 | 2023-12-24 14:00 | 12 | 1 | 1 | 1 | 1 | 1
8584 | 2023-12-24 15:00 | 12 | 1 | 1 | 1 | 1 | 1
8585 | 2023-12-24 16:00 | 12 | 1 | 1 | 1 | 1 | 1
8586 | 2023-12-24 17:00 | 12 | 1 | 1 | 1 | 1 | 1
8587 | 2023-12-24 18:00 | 12 | 1 | 1 | 1 | 1 | 1
8588 | 2023-12-24 19:00 | 12 | 1 | 1 | 1 | 1 | 1
8589 | 2023-12-24 20:00 | 12 | 1 | 1 | 1 | 1 | 1
8590 | 2023-12-24 21:00 | 12 | 1 | 1 | 1 | 1 | 1
8591 | 2023-12-24 22:00 | 12 | 1 | 1 | 1 | 1 | 1
8592 | 2023-12-24 23:00 | 12 | 1 | 1 | 1 | 1 | 1
8593 | 2023-12-24 | 12 | 1 | 1 | 1 | 1 | 1
8594 | 2023-12-25 01:00 | 12 | 1 | 1 | 1 | 1 | 1
8595 | 2023-12-25 02:00 | 12 | 1 | 1 | 1 | 1 | 1
8596 | 2023-12-25 03:00 | 12 | 1 | 1 | 1 | 1 | 1
8597 | 2023-12-25 04:00 | 12 | 1 | 1 | 1 | 1 | 1
8598 | 2023-12-25 05:00 | 12 | 1 | 1 | 1 | 1 | 1
8599 | 2023-12-25 06:00 | 12 | 1 | 1 | 1 | 1 | 1
8600 | 2023-12-25 07:00 | 12 | 1 | 1 | 1 | 1 | 1
8601 | 2023-12-25 08:00 | 12 | 1 | 1 | 1 | 1 | 1
8602 | 2023-12-25 09:00 | 12 | 1 | 1 | 1 | 1 | 1
8603 | 2023-12-25 10:00 | 12 | 1 | 1 | 1 | 1 | 1
8604 | 2023-12-25 11:00 | 12 | 1 | 1 | 1 | 1 | 1
8605 | 2023-12-25 12:00 | 12 | 1 | 1 | 1 | 1 | 1
8606 | 2023-12-25 13:00 | 12 | 1 | 1 | 1 | 1 | 1
8607 | 2023-12-25 14:00 | 12 | 1 | 1 | 1 | 1 | 1
8608 | 2023-12-25 15:00 | 12 | 1 | 1 | 1 | 1 | 1
8609 | 2023-12-25 16:00 | 12 | 1 | 1 | 1 | 1 | 1
8610 | 2023-12-25 17:00 | 12 | 1 | 1 | 1 | 1 | 1
8611 | 2023-12-25 18:00 | 12 | 1 | 1 | 1 | 1 | 1
8612 | 2023-12-25 19:00 | 12 | 1 | 1 | 1 | 1 | 1
8613 | 2023-12-25 20:00 | 12 | 1 | 1 | 1 | 1 | 1
8614 | 2023-12-25 21:00 | 12 | 1 | 1 | 1 | 1 | 1
8615 | 2023-12-25 22:00 | 12 | 1 | 1 | 1 | 1 | 1
8616 | 2023-12-25 23:00 | 12 | 1 | 1 | 1 | 1 | 1
8617 | 2023-12-25 | 12 | 1 | 1 | 1 | 1 | 1
8618 | 2023-12-26 01:00 | 12 | 1 | 1 | 1 | 1 | 1
8619 | 2023-12-26 02:00 | 12 | 1 | 1 | 1 | 1 | 1
8620 | 2023-12-26 03:00 | 12 | 1 | 1 | 1 | 1 | 1
8621 | 2023-12-26 04:00 | 12 | 1 | 1 | 1 | 1 | 1
8622 | 2023-12-26 05:00 | 12 | 1 | 1 | 1 | 1 | 1
8623 | 2023-12-26 06:00 | 12 | 1 | 1 | 1 | 1 | 1
8624 | 2023-12-26 07:00 | 12 | 1 | 1 | 1 | 1 | 1
8625 | 2023-12-26 08:00 | 12 | 1 | 1 | 1 | 1 | 1
8626 | 2023-12-26 09:00 | 12 | 1 | 1 | 1 | 1 | 1
8627 | 2023-12-26 10:00 | 12 | 1 | 1 | 1 | 1 | 1
8628 | 2023-12-26 11:00 | 12 | 1 | 1 | 1 | 1 | 1
8629 | 2023-12-26 12:00 | 12 | 1 | 1 | 1 | 1 | 1
8630 | 2023-12-26 13:00 | 12 | 1 | 1 | 1 | 1 | 1
8631 | 2023-12-26 14:00 | 12 | 1 | 1 | 1 | 1 | 1
8632 | 2023-12-26 15:00 | 12 | 1 | 1 | 1 | 1 | 1
8633 | 2023-12-26 16:00 | 12 | 1 | 1 | 1 | 1 | 1
8634 | 2023-12-26 17:00 | 12 | 1 | 1 | 1 | 1 | 1
8635 | 2023-12-26 18:00 | 12 | 1 | 1 | 1 | 1 | 1
8636 | 2023-12-26 19:00 | 12 | 1 | 1 | 1 | 1 | 1
8637 | 2023-12-26 20:00 | 12 | 1 | 1 | 1 | 1 | 1
8638 | 2023-12-26 21:00 | 12 | 1 | 1 | 1 | 1 | 1
8639 | 2023-12-26 22:00 | 12 | 1 | 1 | 1 | 1 | 1
8640 | 2023-12-26 23:00 | 12 | 1 | 1 | 1 | 1 | 1
8641 | 2023-12-26 | 12 | 1 | 1 | 1 | 1 | 1
8642 | 2023-12-27 01:00 | 12 | 1 | 1 | 1 | 1 | 1
8643 | 2023-12-27 02:00 | 12 | 1 | 1 | 1 | 1 | 1
8644 | 2023-12-27 03:00 | 12 | 1 | 1 | 1 | 1 | 1
8645 | 2023-12-27 04:00 | 12 | 1 | 1 | 1 | 1 | 1
8646 | 2023-12-27 05:00 | 12 | 1 | 1 | 1 | 1 | 1
8647 | 2023-12-27 06:00 | 12 | 1 | 1 | 1 | 1 | 1
8648 | 2023-12-27 07:00 | 12 | 1 | 1 | 1 | 1 | 1
8649 | 2023-12-27 08:00 | 12 | 1 | 1 | 1 | 1 | 1
8650 | 2023-12-27 09:00 | 12 | 1 | 1 | 1 | 1 | 1
8651 | 2023-12-27 10:00 | 12 | 1 | 1 | 1 | 1 | 1
8652 | 2023-12-27 11:00 | 12 | 1 | 1 | 1 | 1 | 1
8653 | 2023-12-27 12:00 | 12 | 1 | 1 | 1 | 1 | 1
8654 | 2023-12-27 13:00 | 12 | 1 | 1 | 1 | 1 | 1
8655 | 2023-12-27 14:00 | 12 | 1 | 1 | 1 | 1 | 1
8656 | 2023-12-27 15:00 | 12 | 1 | 1 | 1 | 1 | 1
8657 | 2023-12-27 16:00 | 12 | 1 | 1 | 1 | 1 | 1
8658 | 2023-12-27 17:00 | 12 | 1 | 1 | 1 | 1 | 1
8659 | 2023-12-27 18:00 | 12 | 1 | 1 | 1 | 1 | 1
8660 | 2023-12-27 19:00 | 12 | 1 | 1 | 1 | 1 | 1
8661 | 2023-12-27 20:00 | 12 | 1 | 1 | 1 | 1 | 1
8662 | 2023-12-27 21:00 | 12 | 1 | 1 | 1 | 1 | 1
8663 | 2023-12-27 22:00 | 12 | 1 | 1 | 1 | 1 | 1
8664 | 2023-12-27 23:00 | 12 | 1 | 1 | 1 | 1 | 1
8665 | 2023-12-27 | 12 | 1 | 1 | 1 | 1 | 1
8666 | 2023-12-28 01:00 | 12 | 1 | 1 | 1 | 1 | 1
8667 | 2023-12-28 02:00 | 12 | 1 | 1 | 1 | 1 | 1
8668 | 2023-12-28 03:00 | 12 | 1 | 1 | 1 | 1 | 1
8669 | 2023-12-28 04:00 | 12 | 1 | 1 | 1 | 1 | 1
8670 | 2023-12-28 05:00 | 12 | 1 | 1 | 1 | 1 | 1
8671 | 2023-12-28 06:00 | 12 | 1 | 1 | 1 | 1 | 1
8672 | 2023-12-28 07:00 | 12 | 1 | 1 | 1 | 1 | 1
8673 | 2023-12-28 08:00 | 12 | 1 | 1 | 1 | 1 | 1
8674 | 2023-12-28 09:00 | 12 | 1 | 1 | 1 | 1 | 1
8675 | 2023-12-28 10:00 | 12 | 1 | 1 | 1 | 1 | 1
8676 | 2023-12-28 11:00 | 12 | 1 | 1 | 1 | 1 | 1
8677 | 2023-12-28 12:00 | 12 | 1 | 1 | 1 | 1 | 1
8678 | 2023-12-28 13:00 | 12 | 1 | 1 | 1 | 1 | 1
8679 | 2023-12-28 14:00 | 12 | 1 | 1 | 1 | 1 | 1
8680 | 2023-12-28 15:00 | 12 | 1 | 1 | 1 | 1 | 1
8681 | 2023-12-28 16:00 | 12 | 1 | 1 | 1 | 1 | 1
8682 | 2023-12-28 17:00 | 12 | 1 | 1 | 1 | 1 | 1
8683 | 2023-12-28 18:00 | 12 | 1 | 1 | 1 | 1 | 1
8684 | 2023-12-28 19:00 | 12 | 1 | 1 | 1 | 1 | 1
8685 | 2023-12-28 20:00 | 12 | 1 | 1 | 1 | 1 | 1
8686 | 2023-12-28 21:00 | 12 | 1 | 1 | 1 | 1 | 1
8687 | 2023-12-28 22:00 | 12 | 1 | 1 | 1 | 1 | 1
8688 | 2023-12-28 23:00 | 12 | 1 | 1 | 1 | 1 | 1
8689 | 2023-12-28 | 12 | 1 | 1 | 1 | 1 | 1
8690 | 2023-12-29 01:00 | 12 | 1 | 1 | 1 | 1 | 1
8691 | 2023-12-29 02:00 | 12 | 1 | 1 | 1 | 1 | 1
8692 | 2023-12-29 03:00 | 12 | 1 | 1 | 1 | 1 | 1
8693 | 2023-12-29 04:00 | 12 | 1 | 1 | 1 | 1 | 1
8694 | 2023-12-29 05:00 | 12 | 1 | 1 | 1 | 1 | 1
8695 | 2023-12-29 06:00 | 12 | 1 | 1 | 1 | 1 | 1
8696 | 2023-12-29 07:00 | 12 | 1 | 1 | 1 | 1 | 1
8697 | 2023-12-29 08:00 | 12 | 1 | 1 | 1 | 1 | 1
8698 | 2023-12-29 09:00 | 12 | 1 | 1 | 1 | 1 | 1
8699 | 2023-12-29 10:00 | 12 | 1 | 1 | 1 | 1 | 1
8700 | 2023-12-29 11:00 | 12 | 1 | 1 | 1 | 1 | 1
8701 | 2023-12-29 12:00 | 12 | 1 | 1 | 1 | 1 | 1
8702 | 2023-12-29 13:00 | 12 | 1 | 1 | 1 | 1 | 1
8703 | 2023-12-29 14:00 | 12 | 1 | 1 | 1 | 1 | 1
8704 | 2023-12-29 15:00 | 12 | 1 | 1 | 1 | 1 | 1
8705 | 2023-12-29 16:00 | 12 | 1 | 1 | 1 | 1 | 1
8706 | 2023-12-29 17:00 | 12 | 1 | 1 | 1 | 1 | 1
8707 | 2023-12-29 18:00 | 12 | 1 | 1 | 1 | 1 | 1
8708 | 2023-12-29 19:00 | 12 | 1 | 1 | 1 | 1 | 1
8709 | 2023-12-29 20:00 | 12 | 1 | 1 | 1 | 1 | 1
8710 | 2023-12-29 21:00 | 12 | 1 | 1 | 1 | 1 | 1
8711 | 2023-12-29 22:00 | 12 | 1 | 1 | 1 | 1 | 1
8712 | 2023-12-29 23:00 | 12 | 1 | 1 | 1 | 1 | 1
8713 | 2023-12-29 | 12 | 1 | 1 | 1 | 1 | 1
8714 | 2023-12-30 01:00 | 12 | 1 | 1 | 1 | 1 | 1
8715 | 2023-12-30 02:00 | 12 | 1 | 1 | 1 | 1 | 1
8716 | 2023-12-30 03:00 | 12 | 1 | 1 | 1 | 1 | 1
8717 | 2023-12-30 04:00 | 12 | 1 | 1 | 1 | 1 | 1
8718 | 2023-12-30 05:00 | 12 | 1 | 1 | 1 | 1 | 1
8719 | 2023-12-30 06:00 | 12 | 1 | 1 | 1 | 1 | 1
8720 | 2023-12-30 07:00 | 12 | 1 | 1 | 1 | 1 | 1
8721 | 2023-12-30 08:00 | 12 | 1 | 1 | 1 | 1 | 1
8722 | 2023-12-30 09:00 | 12 | 1 | 1 | 1 | 1 | 1
8723 | 2023-12-30 10:00 | 12 | 1 | 1 | 1 | 1 | 1
8724 | 2023-12-30 11:00 | 12 | 1 | 1 | 1 | 1 | 1
8725 | 2023-12-30 12:00 | 12 | 1 | 1 | 1 | 1 | 1
8726 | 2023-12-30 13:00 | 12 | 1 | 1 | 1 | 1 | 1
8727 | 2023-12-30 14:00 | 12 | 1 | 1 | 1 | 1 | 1
8728 | 2023-12-30 15:00 | 12 | 1 | 1 | 1 | 1 | 1
8729 | 2023-12-30 16:00 | 12 | 1 | 1 | 1 | 1 | 1
8730 | 2023-12-30 17:00 | 12 | 1 | 1 | 1 | 1 | 1
8731 | 2023-12-30 18:00 | 12 | 1 | 1 | 1 | 1 | 1
8732 | 2023-12-30 19:00 | 12 | 1 | 1 | 1 | 1 | 1
8733 | 2023-12-30 20:00 | 12 | 1 | 1 | 1 | 1 | 1
8734 | 2023-12-30 21:00 | 12 | 1 | 1 | 1 | 1 | 1
8735 | 2023-12-30 22:00 | 12 | 1 | 1 | 1 | 1 | 1
8736 | 2023-12-30 23:00 | 12 | 1 | 1 | 1 | 1 | 1
8737 | 2023-12-30 | 12 | 1 | 1 | 1 | 1 | 1
8738 | 2023-12-31 01:00 | 12 | 1 | 1 | 1 | 1 | 1
8739 | 2023-12-31 02:00 | 12 | 1 | 1 | 1 | 1 | 1
8740 | 2023-12-31 03:00 | 12 | 1 | 1 | 1 | 1 | 1
8741 | 2023-12-31 04:00 | 12 | 1 | 1 | 1 | 1 | 1
8742 | 2023-12-31 05:00 | 12 | 1 | 1 | 1 | 1 | 1
8743 | 2023-12-31 06:00 | 12 | 1 | 1 | 1 | 1 | 1
8744 | 2023-12-31 07:00 | 12 | 1 | 1 | 1 | 1 | 1
8745 | 2023-12-31 08:00 | 12 | 1 | 1 | 1 | 1 | 1
8746 | 2023-12-31 09:00 | 12 | 1 | 1 | 1 | 1 | 1
8747 | 2023-12-31 10:00 | 12 | 1 | 1 | 1 | 1 | 1
8748 | 2023-12-31 11:00 | 12 | 1 | 1 | 1 | 1 | 1
8749 | 2023-12-31 12:00 | 12 | 1 | 1 | 1 | 1 | 1
8750 | 2023-12-31 13:00 | 12 | 1 | 1 | 1 | 1 | 1
8751 | 2023-12-31 14:00 | 12 | 1 | 1 | 1 | 1 | 1
8752 | 2023-12-31 15:00 | 12 | 1 | 1 | 1 | 1 | 1
8753 | 2023-12-31 16:00 | 12 | 1 | 1 | 1 | 1 | 1
8754 | 2023-12-31 17:00 | 12 | 1 | 1 | 1 | 1 | 1
8755 | 2023-12-31 18:00 | 12 | 1 | 1 | 1 | 1 | 1
8756 | 2023-12-31 19:00 | 12 | 1 | 1 | 1 | 1 | 1
8757 | 2023-12-31 20:00 | 12 | 1 | 1 | 1 | 1 | 1
8758 | 2023-12-31 21:00 | 12 | 1 | 1 | 1 | 1 | 1
8759 | 2023-12-31 22:00 | 12 | 1 | 1 | 1 | 1 | 1
8760 | 2023-12-31 23:00 | 12 | 1 | 1 | 1 | 1 | 1
Note on A2: Be sure to align the day of the week between the building energy model and the grid data to that weekends and weekdays match up
Note on D2: Input the hourly total electrical loads for your custom energy model or measured consumption in kWh, assuming a Sunday start for hour 1
Note on E2: Input the hourly total electrical loads for the intervention case on your custom energy model or post-intervention measured consumption in kWh, assuming a Sunday start for hour 1
Note on F2: Input the hourly total fuel use for your custom energy model or measured consumption in kBtu, assuming a Sunday start for hour 1
Note on G2: Input the hourly total fuel use for your custom energy model or measured post-intervention consumption in kBtu, assuming a Sunday start for hour 1
Note on H2: Input the hourly circuit or system level load on the grid or electrical system against which you want to evaluate building interventions, assuming a Sunday start for hour 1

## Peak Params
Peak Coincidence Window | Start | End
Indore | 2023-06-12 13:00 | 2023-06-12 16:00
Gurgaon | 2023-08-21 14:00 | 2023-08-21 17:00
Custom | 2023-07-01 13:00 | 2023-07-01 16:00
Note on A4: Input the start and end date for the peak period of the custom grid data you have input. We recommend a four-hour window though any period may be used

## Tariffs
INDORE | [7 empty] | SOURCE
Tariff | Rs / unit (kWh) | Tier Start | Tier End | Fixed Charge | Note |  |  | Page 200 https://mperc.in/old_website/DISCOMs_RST_ARR-Order-FY-2023-24-PNo-84-2022.pdf
LV1.2 | 4.27 | 0 | 50 | 71 | per connection
LV1.2 | 5.23 | 51 | 150 | 124 | per connection
LV1.2 | 6.61 | 151 | 300 | 27 | per 100W load
LV1.2 | 6.8 | 300 |  | 27 | per 100W load
LV 2.1 | 6.5 |  |  | 275 | per kW, >10kW
LV 2.1 |  |  |  | 156 | per kW, <10kW
LV 2.2 | 6.3 | 0 | 50 | 82 | per kW
LV 2.2 | 7.8 | 51 |  | 138 | per kW
LV 2.2 | 6.9 |  |  | 296 | per kW, demand based tariff
GURGAON | [7 empty] | SOURCE
Tariff | Rs / unit (kWh) | Tier Start | Tier End | Fixed Charge | Note |  |  | https://herc.gov.in/WriteReadData/Pdf/DR20210401.pdf
1.1 | 2 | 0 | 50 | 70 | above 2kW
1.1 | 2.5 | 51 | 100 | 70 | above 2kW
1.2 | 2.5 | 0 | 150 | 75 | above 2kW
1.2 | 5.25 | 151 | 250 | 75 | above 2kW
1.2 | 6.3 | 251 | 500 | 75 | above 2kW
1.2 | 7.1 | 501 |  | 75 | above 2kW
4.1 | 7.05 |  |  | 185 | Per kW, <10 kW
4.2 | 7.38 |  |  | 185 | Per kW, 10-20kW
[5 empty] | INDORE | [5 empty] | GURGAON
Month | Baseline Electricity Use (kWh) | Baseline Peak Electricity Demand (kW) | Intervention Electricity Use (kWh) | Intervention Peak Electricity Demand (kW) | Baseline LV1.2 Cost (Rs) | Intervention LV1.2 Cost (Rs) | Baseline LV 2.1 Cost (Rs) | Intervention LV 2.1 Cost (Rs) | Baseline LV 2.2 Cost (Rs) | Intervention LV 2.2 Cost (Rs) | Baseline 1.2 Cost (Rs) | Intervention 1.2 Cost (Rs) | Baseline 4.2 Cost (Rs) | Intervention 4.2 Cost (Rs)
1 | 791945.4138 | 2820.296 | 473647.7478 | 1977.512 | 6146384.8937 | 3754409.0852 | 6360442.7656 | 3928268.0328 | 6299230.9711 | 3853513.012 | 7736940.7878 | 4844939.3595 | 6366311.9137 | 3861360.0989
2 | 1029970.6825 | 4184.4642 | 545915.9353 | 2355.7771 | 8133282.1241 | 4347964.337 | 8495563.4891 | 4561043.5095 | 8345399.1005 | 4464129.9752 | 10450046.3156 | 5641742.3156 | 8375309.5063 | 4464678.366
3 | 1235811.5594 | 4519.6574 | 656772.8794 | 2795.3247 | 9623502.2618 | 5220469.42 | 9977997.4754 | 5471058.6793 | 9864918.3502 | 5359148.9912 | 12162911.4717 | 6758487.349 | 9956425.9273 | 5364118.9271
4 | 1419160.7714 | 5570.0837 | 949264.2735 | 4349.6418 | 11153892.0046 | 7629076.5085 | 11622501.0889 | 8042163.3979 | 11440954.0979 | 7837417.4629 | 14252510.602 | 10000914.0494 | 11503871.9775 | 7810254.0733
5 | 1472537.8014 | 6012.2 | 1009351.617 | 4885.4844 | 11636227.2095 | 8182347.9435 | 12160003.9091 | 8663679.2868 | 11940122.0297 | 8410629.5396 | 14963074.7399 | 10829416.1306 | 11979585.9743 | 8352829.5473
6 | 1711069.1152 | 6223.102 | 1191389.5363 | 5216.585 | 13315183.6834 | 9509602.9569 | 13801356.2108 | 9989630.121 | 13648415.0869 | 9764696.9605 | 16814823.5679 | 12370210.8078 | 13778963.9402 | 9757523.003
7 | 1681511.863 | 6272.582 | 1149255.4632 | 5252.338 | 13127553.9684 | 9232744.5701 | 13630559.9515 | 9731168.1891 | 13459116.1267 | 9484554.7444 | 16642077.0773 | 12097873.6391 | 13569985.2189 | 9453187.8488
8 | 1526781.2203 | 6000.182 | 1034976.6098 | 4914.076 | 12001837.598 | 8364317.6266 | 12507406.374 | 8842564.7197 | 12310844.2921 | 8595905.1036 | 15339189.5141 | 11032797.2796 | 12377679.0758 | 8547231.4403
9 | 1583378.6806 | 5617.5473 | 1043833.3656 | 4412.8757 | 12283388.9591 | 8289219.4853 | 12710374.3102 | 8684116.3033 | 12588106.8969 | 8508661.4301 | 15454055.4573 | 10719780.021 | 12724580.9133 | 8519872.2429
10 | 1235831.2754 | 5305.0565 | 672773.7964 | 3150.9235 | 9835694.0874 | 5425287.3176 | 10316632.6413 | 5728327.7006 | 10097532.524 | 5574812.548 | 12752100.78 | 7138792.9217 | 10101870.2646 | 5547991.4628
11 | 1141691.1328 | 4454.8964 | 599202.2315 | 2664.7402 | 8965997.8912 | 4793731.2002 | 9338302.7118 | 5040567.5502 | 9196318.1509 | 4923258.5097 | 11446085.6931 | 6251797.3772 | 9249836.3943 | 4915089.4136
12 | 824881.8498 | 2820.296 | 487372.8092 | 1937.39 | 6370352.6587 | 3836906.5624 | 6574529.5998 | 4000188.3497 | 6526492.3797 | 3936339.8233 | 7970789.4837 | 4912295.7952 | 6609382.8116 | 3955228.4817
Total | 15654571.3656 |  | 9813756.2651 |  | 122593297.34 | 78586077.0134 | 127495670.5274 | 82682775.8399 | 125717450.0065 | 80713068.1005 | 155984605.4904 | 102599047.0457 | 126593803.9179 | 80549364.9059
Location | Type | Tariff | Baseline | Intervention
Gurgaon | Residential | 1.2 | 155984605.4904 | 102599047.0457
Gurgaon | Large Office | 4.2 | 126593803.9179 | 80549364.9059
Gurgaon | Small Office | 4.2 | 126593803.9179 | 80549364.9059
Gurgaon | Hospital | 4.2 | 126593803.9179 | 80549364.9059
Gurgaon | Assembly | 4.2 | 126593803.9179 | 80549364.9059
Gurgaon | Hotel | 4.2 | 126593803.9179 | 80549364.9059
Gurgaon | Strip Retail | 4.2 | 126593803.9179 | 80549364.9059
Gurgaon | Shopping Mall | 4.2 | 126593803.9179 | 80549364.9059
Gurgaon | Secondary School | 4.2 | 126593803.9179 | 80549364.9059
Gurgaon | University | 4.2 | 126593803.9179 | 80549364.9059
Gurgaon | Custom | 4.2 | 126593803.9179 | 80549364.9059
Note on E7: urban rate
To update tariffs with the latest costs, update this table - assuming the rate structure is unchanged

## Grid Data
DateTime | Indore (MW) | Gurgaon (MW) | Custom (MW) | Hour of Year
2022-08-01 | 1872.3429 |  |  | 5089
2022-08-01 01:00 | 1845.5314 |  |  | 5090
2022-08-01 02:00 | 1781.8971 |  |  | 5091
2022-08-01 03:00 | 1768.9371 |  |  | 5092
2022-08-01 04:00 | 1795.5429 |  |  | 5093
2022-08-01 05:00 | 1908.48 |  |  | 5094
2022-08-01 06:00 | 2095.1314 |  |  | 5095
2022-08-01 07:00 | 2278.56 |  |  | 5096
2022-08-01 08:00 | 2517.3257 |  |  | 5097
2022-08-01 09:00 | 2701.9886 |  |  | 5098
2022-08-01 10:00 | 2748 |  |  | 5099
2022-08-01 11:00 | 2723.4514 |  |  | 5100
2022-08-01 12:00 | 2604.4114 |  |  | 5101
2022-08-01 13:00 | 2626.2171 |  |  | 5102
2022-08-01 14:00 | 2615.3829 |  |  | 5103
2022-08-01 15:00 | 2620.32 |  |  | 5104
2022-08-01 16:00 | 2679.1543 |  |  | 5105
2022-08-01 17:00 | 2672.0914 |  |  | 5106
2022-08-01 18:00 | 2654.88 |  |  | 5107
2022-08-01 19:00 | 2551.2 |  |  | 5108
2022-08-01 20:00 | 2372.7086 |  |  | 5109
2022-08-01 21:00 | 2271.1543 |  |  | 5110
2022-08-01 22:00 | 2196 |  |  | 5111
2022-08-01 23:00 | 2113.2343 |  |  | 5112
2022-08-02 | 1974.5143 |  |  | 5113
2022-08-02 01:00 | 1910.1257 |  |  | 5114
2022-08-02 02:00 | 1894.4914 |  |  | 5115
2022-08-02 03:00 | 1884.8229 |  |  | 5116
2022-08-02 04:00 | 1867.5429 |  |  | 5117
2022-08-02 05:00 | 1996.7314 |  |  | 5118
2022-08-02 06:00 | 2205.5314 |  |  | 5119
2022-08-02 07:00 | 2295.4286 |  |  | 5120
2022-08-02 08:00 | 2529.12 |  |  | 5121
2022-08-02 09:00 | 2672.3657 |  |  | 5122
2022-08-02 10:00 | 2823.4972 |  |  | 5123
2022-08-02 11:00 | 2633.0743 |  |  | 5124
2022-08-02 12:00 | 2582.1943 |  |  | 5125
2022-08-02 13:00 | 2645.8286 |  |  | 5126
2022-08-02 14:00 | 2759.1772 |  |  | 5127
2022-08-02 15:00 | 2679.7714 |  |  | 5128
2022-08-02 16:00 | 2669.0057 |  |  | 5129
2022-08-02 17:00 | 2612.4343 |  |  | 5130
2022-08-02 18:00 | 2586.3086 |  |  | 5131
2022-08-02 19:00 | 2555.8629 |  |  | 5132
2022-08-02 20:00 | 2397.6 |  |  | 5133
2022-08-02 21:00 | 2307.4286 |  |  | 5134
2022-08-02 22:00 | 2233.3029 |  |  | 5135
2022-08-02 23:00 | 2091.9772 |  |  | 5136
2022-08-03 | 1984.4914 |  |  | 5137
2022-08-03 01:00 | 1925.9314 |  |  | 5138
2022-08-03 02:00 | 1900.4571 |  |  | 5139
2022-08-03 03:00 | 1849.2686 |  |  | 5140
2022-08-03 04:00 | 1850.7771 |  |  | 5141
2022-08-03 05:00 | 1940.3657 |  |  | 5142
2022-08-03 06:00 | 2123.4857 |  |  | 5143
2022-08-03 07:00 | 2261.4514 |  |  | 5144
2022-08-03 08:00 | 2485.0629 |  |  | 5145
2022-08-03 09:00 | 2726.1257 |  |  | 5146
2022-08-03 10:00 | 2863.7486 |  |  | 5147
2022-08-03 11:00 | 2827.7486 |  |  | 5148
2022-08-03 12:00 | 2757.2571 |  |  | 5149
2022-08-03 13:00 | 2685.9086 |  |  | 5150
2022-08-03 14:00 | 2777.5886 |  |  | 5151
2022-08-03 15:00 | 2788.08 |  |  | 5152
2022-08-03 16:00 | 2824.9371 |  |  | 5153
2022-08-03 17:00 | 2778.96 |  |  | 5154
2022-08-03 18:00 | 2767.2686 |  |  | 5155
2022-08-03 19:00 | 2728.8343 |  |  | 5156
2022-08-03 20:00 | 2592.4457 |  |  | 5157
2022-08-03 21:00 | 2408.0229 |  |  | 5158
2022-08-03 22:00 | 2321.1086 |  |  | 5159
2022-08-03 23:00 | 2188.2171 |  |  | 5160
2022-08-04 | 2093.5543 |  |  | 5161
2022-08-04 01:00 | 1960.7314 |  |  | 5162
2022-08-04 02:00 | 1984.4571 |  |  | 5163
2022-08-04 03:00 | 1951.68 |  |  | 5164
2022-08-04 04:00 | 1932.6171 |  |  | 5165
2022-08-04 05:00 | 2070.3086 |  |  | 5166
2022-08-04 06:00 | 2286.7886 |  |  | 5167
2022-08-04 07:00 | 2401.44 |  |  | 5168
2022-08-04 08:00 | 2534.8114 |  |  | 5169
2022-08-04 09:00 | 2798.88 |  |  | 5170
2022-08-04 10:00 | 2932.8 |  |  | 5171
2022-08-04 11:00 | 2890.1486 |  |  | 5172
2022-08-04 12:00 | 2794.1486 |  |  | 5173
2022-08-04 13:00 | 2842.4914 |  |  | 5174
2022-08-04 14:00 | 2873.0057 |  |  | 5175
2022-08-04 15:00 | 2921.9657 |  |  | 5176
2022-08-04 16:00 | 2943.7029 |  |  | 5177
2022-08-04 17:00 | 2899.7486 |  |  | 5178
2022-08-04 18:00 | 2795.9314 |  |  | 5179
2022-08-04 19:00 | 2707.0629 |  |  | 5180
2022-08-04 20:00 | 2005.2343 |  |  | 5181
2022-08-04 21:00 | 2120.9829 |  |  | 5182
2022-08-04 22:00 | 2120.16 |  |  | 5183
2022-08-04 23:00 | 2054.8114 |  |  | 5184
2022-08-05 | 1962.72 |  |  | 5185
2022-08-05 01:00 | 1864.1143 |  |  | 5186
2022-08-05 02:00 | 1841.6571 |  |  | 5187
2022-08-05 03:00 | 1830.9943 |  |  | 5188
2022-08-05 04:00 | 1790.1943 |  |  | 5189
2022-08-05 05:00 | 1882.2171 |  |  | 5190
2022-08-05 06:00 | 2126.5371 |  |  | 5191
2022-08-05 07:00 | 2341.8514 |  |  | 5192
2022-08-05 08:00 | 2559.9086 |  |  | 5193
2022-08-05 09:00 | 2768.0229 |  |  | 5194
2022-08-05 10:00 | 2991.1886 |  |  | 5195
2022-08-05 11:00 | 2881.7829 |  |  | 5196
2022-08-05 12:00 | 2795.28 |  |  | 5197
2022-08-05 13:00 | 2775.4971 |  |  | 5198
2022-08-05 14:00 | 2820.3429 |  |  | 5199
2022-08-05 15:00 | 2867.4171 |  |  | 5200
2022-08-05 16:00 | 2786.1943 |  |  | 5201
2022-08-05 17:00 | 2807.1771 |  |  | 5202
2022-08-05 18:00 | 2695.5429 |  |  | 5203
2022-08-05 19:00 | 2691.5314 |  |  | 5204
2022-08-05 20:00 | 2563.6457 |  |  | 5205
2022-08-05 21:00 | 2432.6057 |  |  | 5206
2022-08-05 22:00 | 2350.3886 |  |  | 5207
2022-08-05 23:00 | 2220.9943 |  |  | 5208
2022-08-06 | 2093.9314 |  |  | 5209
2022-08-06 01:00 | 2032.4229 |  |  | 5210
2022-08-06 02:00 | 1944.3429 |  |  | 5211
2022-08-06 03:00 | 1600.9714 |  |  | 5212
2022-08-06 04:00 | 1720.2514 |  |  | 5213
2022-08-06 05:00 | 1861.9886 |  |  | 5214
2022-08-06 06:00 | 2025.7371 |  |  | 5215
2022-08-06 07:00 | 2281.7829 |  |  | 5216
2022-08-06 08:00 | 2406.8229 |  |  | 5217
2022-08-06 09:00 | 2678.3657 |  |  | 5218
2022-08-06 10:00 | 2785.2 |  |  | 5219
2022-08-06 11:00 | 2882.0571 |  |  | 5220
2022-08-06 12:00 | 2763.9771 |  |  | 5221
2022-08-06 13:00 | 2805.36 |  |  | 5222
2022-08-06 14:00 | 2737.3029 |  |  | 5223
2022-08-06 15:00 | 2745.9771 |  |  | 5224
2022-08-06 16:00 | 2803.2 |  |  | 5225
2022-08-06 17:00 | 2798.7429 |  |  | 5226
2022-08-06 18:00 | 2744.5029 |  |  | 5227
2022-08-06 19:00 | 2713.6457 |  |  | 5228
2022-08-06 20:00 | 2549.0743 |  |  | 5229
2022-08-06 21:00 | 2443.8857 |  |  | 5230
2022-08-06 22:00 | 2370.9943 |  |  | 5231
2022-08-06 23:00 | 2272.6286 |  |  | 5232
2022-08-07 | 2150.9486 |  |  | 5233
2022-08-07 01:00 | 2082.9257 |  |  | 5234
2022-08-07 02:00 | 2037.1886 |  |  | 5235
2022-08-07 03:00 | 1989.8057 |  |  | 5236
2022-08-07 04:00 | 1991.6571 |  |  | 5237
2022-08-07 05:00 | 2016.6172 |  |  | 5238
2022-08-07 06:00 | 2050.6286 |  |  | 5239
2022-08-07 07:00 | 2200.4572 |  |  | 5240
2022-08-07 08:00 | 2266.1486 |  |  | 5241
2022-08-07 09:00 | 2350.6972 |  |  | 5242
2022-08-07 10:00 | 2492.8457 |  |  | 5243
2022-08-07 11:00 | 2455.5429 |  |  | 5244
2022-08-07 12:00 | 2486.4686 |  |  | 5245
2022-08-07 13:00 | 2251.68 |  |  | 5246
2022-08-07 14:00 | 2204.16 |  |  | 5247
2022-08-07 15:00 | 2155.0629 |  |  | 5248
2022-08-07 16:00 | 2127.0172 |  |  | 5249
2022-08-07 17:00 | 2153.6229 |  |  | 5250
2022-08-07 18:00 | 2184.2057 |  |  | 5251
2022-08-07 19:00 | 2161.2343 |  |  | 5252
2022-08-07 20:00 | 2166.7886 |  |  | 5253
2022-08-07 21:00 | 2141.3486 |  |  | 5254
2022-08-07 22:00 | 2076.8914 |  |  | 5255
2022-08-07 23:00 | 1987.5429 |  |  | 5256
2022-08-08 | 1909.2686 |  |  | 5257
2022-08-08 01:00 | 1841.2114 |  |  | 5258
2022-08-08 02:00 | 1805.1429 |  |  | 5259
2022-08-08 03:00 | 1794.3086 |  |  | 5260
2022-08-08 04:00 | 1797.5657 |  |  | 5261
2022-08-08 05:00 | 1958.5029 |  |  | 5262
2022-08-08 06:00 | 2151.8057 |  |  | 5263
2022-08-08 07:00 | 2274.1029 |  |  | 5264
2022-08-08 08:00 | 2498.2286 |  |  | 5265
2022-08-08 09:00 | 2769.7714 |  |  | 5266
2022-08-08 10:00 | 2855.04 |  |  | 5267
2022-08-08 11:00 | 2902.8343 |  |  | 5268
2022-08-08 12:00 | 2773.8171 |  |  | 5269
2022-08-08 13:00 | 2705.6571 |  |  | 5270
2022-08-08 14:00 | 2742.8229 |  |  | 5271
2022-08-08 15:00 | 2763.7714 |  |  | 5272
2022-08-08 16:00 | 2736.1371 |  |  | 5273
2022-08-08 17:00 | 2780.9143 |  |  | 5274
2022-08-08 18:00 | 2772.5486 |  |  | 5275
2022-08-08 19:00 | 2588.6743 |  |  | 5276
2022-08-08 20:00 | 2457.12 |  |  | 5277
2022-08-08 21:00 | 2266.7314 |  |  | 5278
2022-08-08 22:00 | 2221.1657 |  |  | 5279
2022-08-08 23:00 | 2127.5657 |  |  | 5280
2022-08-09 | 2038.6629 |  |  | 5281
2022-08-09 01:00 | 1987.6457 |  |  | 5282
2022-08-09 02:00 | 1912.7314 |  |  | 5283
2022-08-09 03:00 | 1920.9257 |  |  | 5284
2022-08-09 04:00 | 1927.2 |  |  | 5285
2022-08-09 05:00 | 1965.9772 |  |  | 5286
2022-08-09 06:00 | 2122.6286 |  |  | 5287
2022-08-09 07:00 | 2318.5029 |  |  | 5288
2022-08-09 08:00 | 2577.0514 |  |  | 5289
2022-08-09 09:00 | 2872.7314 |  |  | 5290
2022-08-09 10:00 | 2991.4972 |  |  | 5291
2022-08-09 11:00 | 2935.4743 |  |  | 5292
2022-08-09 12:00 | 2819.04 |  |  | 5293
2022-08-09 13:00 | 2791.5086 |  |  | 5294
2022-08-09 14:00 | 2739.9772 |  |  | 5295
2022-08-09 15:00 | 2742.5486 |  |  | 5296
2022-08-09 16:00 | 2723.4172 |  |  | 5297
2022-08-09 17:00 | 2727.2914 |  |  | 5298
2022-08-09 18:00 | 2768.2971 |  |  | 5299
2022-08-09 19:00 | 2429.4514 |  |  | 5300
2022-08-09 20:00 | 2112.3429 |  |  | 5301
2022-08-09 21:00 | 2178.9943 |  |  | 5302
2022-08-09 22:00 | 2142.5486 |  |  | 5303
2022-08-09 23:00 | 2037.6686 |  |  | 5304
2022-08-10 | 1927.8171 |  |  | 5305
2022-08-10 01:00 | 1845.5314 |  |  | 5306
2022-08-10 02:00 | 1775.2457 |  |  | 5307
2022-08-10 03:00 | 1679.2457 |  |  | 5308
2022-08-10 04:00 | 1715.0057 |  |  | 5309
2022-08-10 05:00 | 1770.3086 |  |  | 5310
2022-08-10 06:00 | 1952.6057 |  |  | 5311
2022-08-10 07:00 | 2039.6229 |  |  | 5312
2022-08-10 08:00 | 2206.9371 |  |  | 5313
2022-08-10 09:00 | 2384.9829 |  |  | 5314
2022-08-10 10:00 | 2644.3886 |  |  | 5315
2022-08-10 11:00 | 2537.6229 |  |  | 5316
2022-08-10 12:00 | 2508.8571 |  |  | 5317
2022-08-10 13:00 | 2493.8743 |  |  | 5318
2022-08-10 14:00 | 2408.2629 |  |  | 5319
2022-08-10 15:00 | 2538.5829 |  |  | 5320
2022-08-10 16:00 | 2499.84 |  |  | 5321
2022-08-10 17:00 | 2485.0971 |  |  | 5322
2022-08-10 18:00 | 2391.0857 |  |  | 5323
2022-08-10 19:00 | 2277.6 |  |  | 5324
2022-08-10 20:00 | 2136.2743 |  |  | 5325
2022-08-10 21:00 | 2082.7543 |  |  | 5326
2022-08-10 22:00 | 1972.0457 |  |  | 5327
2022-08-10 23:00 | 1838.2971 |  |  | 5328
2022-08-11 | 1733.4171 |  |  | 5329
2022-08-11 01:00 | 1734.5143 |  |  | 5330
2022-08-11 02:00 | 1683.0171 |  |  | 5331
2022-08-11 03:00 | 1677.3257 |  |  | 5332
2022-08-11 04:00 | 1689.3257 |  |  | 5333
2022-08-11 05:00 | 1725.3943 |  |  | 5334
2022-08-11 06:00 | 1871.8629 |  |  | 5335
2022-08-11 07:00 | 1973.76 |  |  | 5336
2022-08-11 08:00 | 2094.7886 |  |  | 5337
2022-08-11 09:00 | 2136.6857 |  |  | 5338
2022-08-11 10:00 | 2119.4057 |  |  | 5339
2022-08-11 11:00 | 1984.6629 |  |  | 5340
2022-08-11 12:00 | 1892.5714 |  |  | 5341
2022-08-11 13:00 | 1770.1029 |  |  | 5342
2022-08-11 14:00 | 1705.6457 |  |  | 5343
2022-08-11 15:00 | 1693.0286 |  |  | 5344
2022-08-11 16:00 | 1681.6457 |  |  | 5345
2022-08-11 17:00 | 1701.2571 |  |  | 5346
2022-08-11 18:00 | 1811.9314 |  |  | 5347
2022-08-11 19:00 | 1832.0914 |  |  | 5348
2022-08-11 20:00 | 1762.6286 |  |  | 5349
2022-08-11 21:00 | 1701.3257 |  |  | 5350
2022-08-11 22:00 | 1702.1486 |  |  | 5351
2022-08-11 23:00 | 1651.8171 |  |  | 5352
2022-08-12 | 1598.6057 |  |  | 5353
2022-08-12 01:00 | 1559.4857 |  |  | 5354
2022-08-12 02:00 | 1509.5314 |  |  | 5355
2022-08-12 03:00 | 1476.9943 |  |  | 5356
2022-08-12 04:00 | 1482.5486 |  |  | 5357
2022-08-12 05:00 | 1564.8 |  |  | 5358
2022-08-12 06:00 | 1734.2057 |  |  | 5359
2022-08-12 07:00 | 1888.8 |  |  | 5360
2022-08-12 08:00 | 2090.2286 |  |  | 5361
2022-08-12 09:00 | 2284.7657 |  |  | 5362
2022-08-12 10:00 | 2423.8971 |  |  | 5363
2022-08-12 11:00 | 2387.4171 |  |  | 5364
2022-08-12 12:00 | 2329.0629 |  |  | 5365
2022-08-12 13:00 | 2323.8857 |  |  | 5366
2022-08-12 14:00 | 2255.7257 |  |  | 5367
2022-08-12 15:00 | 2271.4971 |  |  | 5368
2022-08-12 16:00 | 2336.3657 |  |  | 5369
2022-08-12 17:00 | 2338.9029 |  |  | 5370
2022-08-12 18:00 | 2384.0571 |  |  | 5371
2022-08-12 19:00 | 2257.6457 |  |  | 5372
2022-08-12 20:00 | 2140.5943 |  |  | 5373
2022-08-12 21:00 | 2017.0971 |  |  | 5374
2022-08-12 22:00 | 1929.2229 |  |  | 5375
2022-08-12 23:00 | 1812.6857 |  |  | 5376
2022-08-13 | 1739.4514 |  |  | 5377
2022-08-13 01:00 | 1708.2514 |  |  | 5378
2022-08-13 02:00 | 1667.3143 |  |  | 5379
2022-08-13 03:00 | 1631.5886 |  |  | 5380
2022-08-13 04:00 | 1650.5829 |  |  | 5381
2022-08-13 05:00 | 1734.4457 |  |  | 5382
2022-08-13 06:00 | 1891.3371 |  |  | 5383
2022-08-13 07:00 | 2046.4457 |  |  | 5384
2022-08-13 08:00 | 2224.6286 |  |  | 5385
2022-08-13 09:00 | 2480.2629 |  |  | 5386
2022-08-13 10:00 | 2516.2629 |  |  | 5387
2022-08-13 11:00 | 2534.1257 |  |  | 5388
2022-08-13 12:00 | 2355.8743 |  |  | 5389
2022-08-13 13:00 | 2340.6514 |  |  | 5390
2022-08-13 14:00 | 2423.3143 |  |  | 5391
2022-08-13 15:00 | 2423.4514 |  |  | 5392
2022-08-13 16:00 | 2450.4686 |  |  | 5393
2022-08-13 17:00 | 2370.72 |  |  | 5394
2022-08-13 18:00 | 2415.1543 |  |  | 5395
2022-08-13 19:00 | 2340.5486 |  |  | 5396
2022-08-13 20:00 | 2184.5143 |  |  | 5397
2022-08-13 21:00 | 2112.6857 |  |  | 5398
2022-08-13 22:00 | 2015.6572 |  |  | 5399
2022-08-13 23:00 | 1907.8629 |  |  | 5400
2022-08-14 | 1796.8114 |  |  | 5401
2022-08-14 01:00 | 1750.1143 |  |  | 5402
2022-08-14 02:00 | 1696.32 |  |  | 5403
2022-08-14 03:00 | 1671.1886 |  |  | 5404
2022-08-14 04:00 | 1686.9257 |  |  | 5405
2022-08-14 05:00 | 1690.6629 |  |  | 5406
2022-08-14 06:00 | 1774.1486 |  |  | 5407
2022-08-14 07:00 | 1956.1029 |  |  | 5408
2022-08-14 08:00 | 2034.4457 |  |  | 5409
2022-08-14 09:00 | 2153.0057 |  |  | 5410
2022-08-14 10:00 | 2260.9029 |  |  | 5411
2022-08-14 11:00 | 2192.16 |  |  | 5412
2022-08-14 12:00 | 2155.92 |  |  | 5413
2022-08-14 13:00 | 2043.7372 |  |  | 5414
2022-08-14 14:00 | 2000.6057 |  |  | 5415
2022-08-14 15:00 | 1917.6686 |  |  | 5416
2022-08-14 16:00 | 1959.84 |  |  | 5417
2022-08-14 17:00 | 1952.1943 |  |  | 5418
2022-08-14 18:00 | 2059.8857 |  |  | 5419
2022-08-14 19:00 | 2066.5371 |  |  | 5420
2022-08-14 20:00 | 2014.2857 |  |  | 5421
2022-08-14 21:00 | 1963.7143 |  |  | 5422
2022-08-14 22:00 | 1886.1257 |  |  | 5423
2022-08-14 23:00 | 1799.1086 |  |  | 5424
2022-08-15 | 1701.4629 |  |  | 5425
2022-08-15 01:00 | 1650.1371 |  |  | 5426
2022-08-15 02:00 | 1613.76 |  |  | 5427
2022-08-15 03:00 | 1585.5771 |  |  | 5428
2022-08-15 04:00 | 1602.0343 |  |  | 5429
2022-08-15 05:00 | 1671.6686 |  |  | 5430
2022-08-15 06:00 | 1857.3257 |  |  | 5431
2022-08-15 07:00 | 1972.2514 |  |  | 5432
2022-08-15 08:00 | 2035.4057 |  |  | 5433
2022-08-15 09:00 | 2064.5486 |  |  | 5434
2022-08-15 10:00 | 2076.4114 |  |  | 5435
2022-08-15 11:00 | 2018.4343 |  |  | 5436
2022-08-15 12:00 | 1910.2286 |  |  | 5437
2022-08-15 13:00 | 1751.3143 |  |  | 5438
2022-08-15 14:00 | 1736.6057 |  |  | 5439
2022-08-15 15:00 | 1696.08 |  |  | 5440
2022-08-15 16:00 | 1722.4114 |  |  | 5441
2022-08-15 17:00 | 1776.2057 |  |  | 5442
2022-08-15 18:00 | 1890.7543 |  |  | 5443
2022-08-15 19:00 | 1874.3657 |  |  | 5444
2022-08-15 20:00 | 1897.7486 |  |  | 5445
2022-08-15 21:00 | 1789.9886 |  |  | 5446
2022-08-15 22:00 | 1672.9371 |  |  | 5447
2022-08-15 23:00 | 1634.3657 |  |  | 5448
2022-08-16 | 1524.1371 |  |  | 5449
2022-08-16 01:00 | 1529.9657 |  |  | 5450
2022-08-16 02:00 | 1509.12 |  |  | 5451
2022-08-16 03:00 | 1486.8343 |  |  | 5452
2022-08-16 04:00 | 1515.4286 |  |  | 5453
2022-08-16 05:00 | 1651.2 |  |  | 5454
2022-08-16 06:00 | 1865.8971 |  |  | 5455
2022-08-16 07:00 | 2066.4686 |  |  | 5456
2022-08-16 08:00 | 2312.7086 |  |  | 5457
2022-08-16 09:00 | 2540.0914 |  |  | 5458
2022-08-16 10:00 | 2588.2286 |  |  | 5459
2022-08-16 11:00 | 2617.5086 |  |  | 5460
2022-08-16 12:00 | 2480.9829 |  |  | 5461
2022-08-16 13:00 | 2425.5086 |  |  | 5462
2022-08-16 14:00 | 2355.5657 |  |  | 5463
2022-08-16 15:00 | 2407.4743 |  |  | 5464
2022-08-16 16:00 | 2450.7429 |  |  | 5465
2022-08-16 17:00 | 2512.2514 |  |  | 5466
2022-08-16 18:00 | 2505.3257 |  |  | 5467
2022-08-16 19:00 | 2295.7714 |  |  | 5468
2022-08-16 20:00 | 2136.5486 |  |  | 5469
2022-08-16 21:00 | 2040.4114 |  |  | 5470
2022-08-16 22:00 | 1932.6857 |  |  | 5471
2022-08-16 23:00 | 1828.1143 |  |  | 5472
2022-08-17 | 1753.7829 |  |  | 5473
2022-08-17 01:00 | 1720.32 |  |  | 5474
2022-08-17 02:00 | 1674.3086 |  |  | 5475
2022-08-17 03:00 | 1628.0914 |  |  | 5476
2022-08-17 04:00 | 1633.0286 |  |  | 5477
2022-08-17 05:00 | 1794.7886 |  |  | 5478
2022-08-17 06:00 | 2079.2229 |  |  | 5479
2022-08-17 07:00 | 2180.8457 |  |  | 5480
2022-08-17 08:00 | 2405.6914 |  |  | 5481
2022-08-17 09:00 | 2610.7886 |  |  | 5482
2022-08-17 10:00 | 2701.6457 |  |  | 5483
2022-08-17 11:00 | 2708.7772 |  |  | 5484
2022-08-17 12:00 | 2501.6914 |  |  | 5485
2022-08-17 13:00 | 2547.4972 |  |  | 5486
2022-08-17 14:00 | 2511.7714 |  |  | 5487
2022-08-17 15:00 | 2549.8972 |  |  | 5488
2022-08-17 16:00 | 2524.1143 |  |  | 5489
2022-08-17 17:00 | 2561.5543 |  |  | 5490
2022-08-17 18:00 | 2586.0343 |  |  | 5491
2022-08-17 19:00 | 2451.36 |  |  | 5492
2022-08-17 20:00 | 2250.6514 |  |  | 5493
2022-08-17 21:00 | 2110.8343 |  |  | 5494
2022-08-17 22:00 | 1984.6629 |  |  | 5495
2022-08-17 23:00 | 1907.7257 |  |  | 5496
2022-08-18 | 1799.7257 |  |  | 5497
2022-08-18 01:00 | 1738.9714 |  |  | 5498
2022-08-18 02:00 | 1688.9143 |  |  | 5499
2022-08-18 03:00 | 1641.6 |  |  | 5500
2022-08-18 04:00 | 1687.3371 |  |  | 5501
2022-08-18 05:00 | 1823.4514 |  |  | 5502
2022-08-18 06:00 | 2074.08 |  |  | 5503
2022-08-18 07:00 | 2226.3086 |  |  | 5504
2022-08-18 08:00 | 2385.3943 |  |  | 5505
2022-08-18 09:00 | 2645.4857 |  |  | 5506
2022-08-18 10:00 | 2754.24 |  |  | 5507
2022-08-18 11:00 | 2677.7143 |  |  | 5508
2022-08-18 12:00 | 2538.9943 |  |  | 5509
2022-08-18 13:00 | 2505.7371 |  |  | 5510
2022-08-18 14:00 | 2584.6629 |  |  | 5511
2022-08-18 15:00 | 2579.3143 |  |  | 5512
2022-08-18 16:00 | 2642.6743 |  |  | 5513
2022-08-18 17:00 | 2563.2 |  |  | 5514
2022-08-18 18:00 | 2621.0057 |  |  | 5515
2022-08-18 19:00 | 2485.92 |  |  | 5516
2022-08-18 20:00 | 2303.4514 |  |  | 5517
2022-08-18 21:00 | 2157.6 |  |  | 5518
2022-08-18 22:00 | 2094.9943 |  |  | 5519
2022-08-18 23:00 | 1970.1257 |  |  | 5520
2022-08-19 | 1843.7486 |  |  | 5521
2022-08-19 01:00 | 1802.8114 |  |  | 5522
2022-08-19 02:00 | 1788.9257 |  |  | 5523
2022-08-19 03:00 | 1744.8343 |  |  | 5524
2022-08-19 04:00 | 1753.1314 |  |  | 5525
2022-08-19 05:00 | 1779.7371 |  |  | 5526
2022-08-19 06:00 | 2020.7657 |  |  | 5527
2022-08-19 07:00 | 2243.8971 |  |  | 5528
2022-08-19 08:00 | 2542.8 |  |  | 5529
2022-08-19 09:00 | 2801.7257 |  |  | 5530
2022-08-19 10:00 | 2875.5771 |  |  | 5531
2022-08-19 11:00 | 2849.28 |  |  | 5532
2022-08-19 12:00 | 2657.5886 |  |  | 5533
2022-08-19 13:00 | 2543.7257 |  |  | 5534
2022-08-19 14:00 | 2495.52 |  |  | 5535
2022-08-19 15:00 | 2460.2743 |  |  | 5536
2022-08-19 16:00 | 2514.0686 |  |  | 5537
2022-08-19 17:00 | 2427.12 |  |  | 5538
2022-08-19 18:00 | 2471.2114 |  |  | 5539
2022-08-19 19:00 | 2373.9086 |  |  | 5540
2022-08-19 20:00 | 2181.0171 |  |  | 5541
2022-08-19 21:00 | 2118.0343 |  |  | 5542
2022-08-19 22:00 | 2042.8457 |  |  | 5543
2022-08-19 23:00 | 1927.9543 |  |  | 5544
2022-08-20 | 1845.9086 |  |  | 5545
2022-08-20 01:00 | 1778.3657 |  |  | 5546
2022-08-20 02:00 | 1732.2514 |  |  | 5547
2022-08-20 03:00 | 1691.9657 |  |  | 5548
2022-08-20 04:00 | 1701.0857 |  |  | 5549
2022-08-20 05:00 | 1761.12 |  |  | 5550
2022-08-20 06:00 | 2004.9943 |  |  | 5551
2022-08-20 07:00 | 2229.36 |  |  | 5552
2022-08-20 08:00 | 2397.6 |  |  | 5553
2022-08-20 09:00 | 2671.2 |  |  | 5554
2022-08-20 10:00 | 2915.9657 |  |  | 5555
2022-08-20 11:00 | 2707.0286 |  |  | 5556
2022-08-20 12:00 | 2509.3371 |  |  | 5557
2022-08-20 13:00 | 2503.5771 |  |  | 5558
2022-08-20 14:00 | 2413.8514 |  |  | 5559
2022-08-20 15:00 | 2469.0514 |  |  | 5560
2022-08-20 16:00 | 2494.6629 |  |  | 5561
2022-08-20 17:00 | 2484.1371 |  |  | 5562
2022-08-20 18:00 | 2559.2229 |  |  | 5563
2022-08-20 19:00 | 2455.4057 |  |  | 5564
2022-08-20 20:00 | 2321.8971 |  |  | 5565
2022-08-20 21:00 | 2157.2229 |  |  | 5566
2022-08-20 22:00 | 2038.9714 |  |  | 5567
2022-08-20 23:00 | 1928.3314 |  |  | 5568
2022-08-21 | 1861.2686 |  |  | 5569
2022-08-21 01:00 | 1813.8857 |  |  | 5570
2022-08-21 02:00 | 1763.7943 |  |  | 5571
2022-08-21 03:00 | 1753.5086 |  |  | 5572
2022-08-21 04:00 | 1721.8972 |  |  | 5573
2022-08-21 05:00 | 1758.5829 |  |  | 5574
2022-08-21 06:00 | 1893.4286 |  |  | 5575
2022-08-21 07:00 | 2033.3143 |  |  | 5576
2022-08-21 08:00 | 2163.1543 |  |  | 5577
2022-08-21 09:00 | 2267.52 |  |  | 5578
2022-08-21 10:00 | 2357.8286 |  |  | 5579
2022-08-21 11:00 | 2323.0286 |  |  | 5580
2022-08-21 12:00 | 2199.4286 |  |  | 5581
2022-08-21 13:00 | 2049.7372 |  |  | 5582
2022-08-21 14:00 | 1952.2286 |  |  | 5583
2022-08-21 15:00 | 1904.4686 |  |  | 5584
2022-08-21 16:00 | 1895.9314 |  |  | 5585
2022-08-21 17:00 | 1898.1943 |  |  | 5586
2022-08-21 18:00 | 1995.4286 |  |  | 5587
2022-08-21 19:00 | 2013.84 |  |  | 5588
2022-08-21 20:00 | 1993.5086 |  |  | 5589
2022-08-21 21:00 | 1929.9772 |  |  | 5590
2022-08-21 22:00 | 1825.3372 |  |  | 5591
2022-08-21 23:00 | 1746.1029 |  |  | 5592
2022-08-22 | 1705.8514 |  |  | 5593
2022-08-22 01:00 | 1671.12 |  |  | 5594
2022-08-22 02:00 | 1639.8857 |  |  | 5595
2022-08-22 03:00 | 1628.4686 |  |  | 5596
2022-08-22 04:00 | 1632.48 |  |  | 5597
2022-08-22 05:00 | 1725.2914 |  |  | 5598
2022-08-22 06:00 | 1928.8457 |  |  | 5599
2022-08-22 07:00 | 2070.96 |  |  | 5600
2022-08-22 08:00 | 2227.7486 |  |  | 5601
2022-08-22 09:00 | 2533.6457 |  |  | 5602
2022-08-22 10:00 | 2599.5429 |  |  | 5603
2022-08-22 11:00 | 2565.8057 |  |  | 5604
2022-08-22 12:00 | 2482.4229 |  |  | 5605
2022-08-22 13:00 | 2408.0571 |  |  | 5606
2022-08-22 14:00 | 2403.2914 |  |  | 5607
2022-08-22 15:00 | 2306.9143 |  |  | 5608
2022-08-22 16:00 | 2403.2229 |  |  | 5609
2022-08-22 17:00 | 2397.2914 |  |  | 5610
2022-08-22 18:00 | 2392.6971 |  |  | 5611
2022-08-22 19:00 | 2260.2857 |  |  | 5612
2022-08-22 20:00 | 2089.44 |  |  | 5613
2022-08-22 21:00 | 1974.8914 |  |  | 5614
2022-08-22 22:00 | 1853.1771 |  |  | 5615
2022-08-22 23:00 | 1714.2514 |  |  | 5616
2022-08-23 | 1613.1771 |  |  | 5617
2022-08-23 01:00 | 1570.2857 |  |  | 5618
2022-08-23 02:00 | 1530.4457 |  |  | 5619
2022-08-23 03:00 | 1515.2229 |  |  | 5620
2022-08-23 04:00 | 1548.72 |  |  | 5621
2022-08-23 05:00 | 1603.2 |  |  | 5622
2022-08-23 06:00 | 1792.1829 |  |  | 5623
2022-08-23 07:00 | 2035.2343 |  |  | 5624
2022-08-23 08:00 | 2341.0971 |  |  | 5625
2022-08-23 09:00 | 2599.4743 |  |  | 5626
2022-08-23 10:00 | 2611.8171 |  |  | 5627
2022-08-23 11:00 | 2713.8514 |  |  | 5628
2022-08-23 12:00 | 2512.5943 |  |  | 5629
2022-08-23 13:00 | 2442.5143 |  |  | 5630
2022-08-23 14:00 | 2391.6343 |  |  | 5631
2022-08-23 15:00 | 2383.68 |  |  | 5632
2022-08-23 16:00 | 2403.9429 |  |  | 5633
2022-08-23 17:00 | 2399.4171 |  |  | 5634
2022-08-23 18:00 | 2457.7371 |  |  | 5635
2022-08-23 19:00 | 2340.7886 |  |  | 5636
2022-08-23 20:00 | 2155.6457 |  |  | 5637
2022-08-23 21:00 | 2015.5543 |  |  | 5638
2022-08-23 22:00 | 1895.9657 |  |  | 5639
2022-08-23 23:00 | 1779.8743 |  |  | 5640
2022-08-24 | 1729.2686 |  |  | 5641
2022-08-24 01:00 | 1681.1657 |  |  | 5642
2022-08-24 02:00 | 1622.3314 |  |  | 5643
2022-08-24 03:00 | 1620.6514 |  |  | 5644
2022-08-24 04:00 | 1614.6857 |  |  | 5645
2022-08-24 05:00 | 1727.9657 |  |  | 5646
2022-08-24 06:00 | 1998.48 |  |  | 5647
2022-08-24 07:00 | 2105.5886 |  |  | 5648
2022-08-24 08:00 | 2289.4286 |  |  | 5649
2022-08-24 09:00 | 2498.16 |  |  | 5650
2022-08-24 10:00 | 2618.7771 |  |  | 5651
2022-08-24 11:00 | 2650.1143 |  |  | 5652
2022-08-24 12:00 | 2410.1486 |  |  | 5653
2022-08-24 13:00 | 2430.8229 |  |  | 5654
2022-08-24 14:00 | 2494.5257 |  |  | 5655
2022-08-24 15:00 | 2485.5086 |  |  | 5656
2022-08-24 16:00 | 2483.4514 |  |  | 5657
2022-08-24 17:00 | 2596.6629 |  |  | 5658
2022-08-24 18:00 | 2580.4457 |  |  | 5659
2022-08-24 19:00 | 2491.4057 |  |  | 5660
2022-08-24 20:00 | 2300.1943 |  |  | 5661
2022-08-24 21:00 | 2143.8857 |  |  | 5662
2022-08-24 22:00 | 2018.1257 |  |  | 5663
2022-08-24 23:00 | 1890.8571 |  |  | 5664
2022-08-25 | 1796.9143 |  |  | 5665
2022-08-25 01:00 | 1736.8457 |  |  | 5666
2022-08-25 02:00 | 1729.2343 |  |  | 5667
2022-08-25 03:00 | 1681.44 |  |  | 5668
2022-08-25 04:00 | 1691.5886 |  |  | 5669
2022-08-25 05:00 | 1833.6 |  |  | 5670
2022-08-25 06:00 | 2037.3257 |  |  | 5671
2022-08-25 07:00 | 2214.9257 |  |  | 5672
2022-08-25 08:00 | 2424.7543 |  |  | 5673
2022-08-25 09:00 | 2610.1029 |  |  | 5674
2022-08-25 10:00 | 2678.6057 |  |  | 5675
2022-08-25 11:00 | 2661.9429 |  |  | 5676
2022-08-25 12:00 | 2451.7029 |  |  | 5677
2022-08-25 13:00 | 2484.3429 |  |  | 5678
2022-08-25 14:00 | 2604.2057 |  |  | 5679
2022-08-25 15:00 | 2618.2629 |  |  | 5680
2022-08-25 16:00 | 2623.8857 |  |  | 5681
2022-08-25 17:00 | 2625.0514 |  |  | 5682
2022-08-25 18:00 | 2691.6343 |  |  | 5683
2022-08-25 19:00 | 2544.6172 |  |  | 5684
2022-08-25 20:00 | 2355.84 |  |  | 5685
2022-08-25 21:00 | 2246.7429 |  |  | 5686
2022-08-25 22:00 | 2124.96 |  |  | 5687
2022-08-25 23:00 | 2025.4629 |  |  | 5688
2022-08-26 | 1911.0171 |  |  | 5689
2022-08-26 01:00 | 1842.96 |  |  | 5690
2022-08-26 02:00 | 1826.2286 |  |  | 5691
2022-08-26 03:00 | 1798.1829 |  |  | 5692
2022-08-26 04:00 | 1806.9943 |  |  | 5693
2022-08-26 05:00 | 1883.52 |  |  | 5694
2022-08-26 06:00 | 2136.48 |  |  | 5695
2022-08-26 07:00 | 2274.24 |  |  | 5696
2022-08-26 08:00 | 2439.9771 |  |  | 5697
2022-08-26 09:00 | 2655.5314 |  |  | 5698
2022-08-26 10:00 | 2792.0229 |  |  | 5699
2022-08-26 11:00 | 2777.04 |  |  | 5700
2022-08-26 12:00 | 2694.2057 |  |  | 5701
2022-08-26 13:00 | 2656.5943 |  |  | 5702
2022-08-26 14:00 | 2573.52 |  |  | 5703
2022-08-26 15:00 | 2683.5429 |  |  | 5704
2022-08-26 16:00 | 2686.8 |  |  | 5705
2022-08-26 17:00 | 2672.64 |  |  | 5706
2022-08-26 18:00 | 2675.8629 |  |  | 5707
2022-08-26 19:00 | 2603.6914 |  |  | 5708
2022-08-26 20:00 | 2442.6171 |  |  | 5709
2022-08-26 21:00 | 2300.9829 |  |  | 5710
2022-08-26 22:00 | 2171.28 |  |  | 5711
2022-08-26 23:00 | 2077.7486 |  |  | 5712
2022-08-27 | 1912.4571 |  |  | 5713
2022-08-27 01:00 | 1881.9771 |  |  | 5714
2022-08-27 02:00 | 1855.5086 |  |  | 5715
2022-08-27 03:00 | 1812.6514 |  |  | 5716
2022-08-27 04:00 | 1817.76 |  |  | 5717
2022-08-27 05:00 | 1919.7257 |  |  | 5718
2022-08-27 06:00 | 2183.4171 |  |  | 5719
2022-08-27 07:00 | 2302.9371 |  |  | 5720
2022-08-27 08:00 | 2441.3486 |  |  | 5721
2022-08-27 09:00 | 2630.7771 |  |  | 5722
2022-08-27 10:00 | 2689.68 |  |  | 5723
2022-08-27 11:00 | 2683.5429 |  |  | 5724
2022-08-27 12:00 | 2565.2229 |  |  | 5725
2022-08-27 13:00 | 2546.2971 |  |  | 5726
2022-08-27 14:00 | 2617.5086 |  |  | 5727
2022-08-27 15:00 | 2613.0171 |  |  | 5728
2022-08-27 16:00 | 2635.92 |  |  | 5729
2022-08-27 17:00 | 2607.1886 |  |  | 5730
2022-08-27 18:00 | 2640.3086 |  |  | 5731
2022-08-27 19:00 | 2582.6743 |  |  | 5732
2022-08-27 20:00 | 2445.8743 |  |  | 5733
2022-08-27 21:00 | 2275.7829 |  |  | 5734
2022-08-27 22:00 | 2198.2286 |  |  | 5735
2022-08-27 23:00 | 2105.9657 |  |  | 5736
2022-08-28 | 1960.3886 |  |  | 5737
2022-08-28 01:00 | 1915.3371 |  |  | 5738
2022-08-28 02:00 | 1867.4743 |  |  | 5739
2022-08-28 03:00 | 1839.7714 |  |  | 5740
2022-08-28 04:00 | 1820.2286 |  |  | 5741
2022-08-28 05:00 | 1870.0114 |  |  | 5742
2022-08-28 06:00 | 1945.44 |  |  | 5743
2022-08-28 07:00 | 2076.2743 |  |  | 5744
2022-08-28 08:00 | 2178.1029 |  |  | 5745
2022-08-28 09:00 | 2260.8 |  |  | 5746
2022-08-28 10:00 | 2307.6343 |  |  | 5747
2022-08-28 11:00 | 2280.3429 |  |  | 5748
2022-08-28 12:00 | 2210.7429 |  |  | 5749
2022-08-28 13:00 | 2152.1143 |  |  | 5750
2022-08-28 14:00 | 2133.3257 |  |  | 5751
2022-08-28 15:00 | 2072.9143 |  |  | 5752
2022-08-28 16:00 | 2059.5429 |  |  | 5753
2022-08-28 17:00 | 2040.6857 |  |  | 5754
2022-08-28 18:00 | 2205.7372 |  |  | 5755
2022-08-28 19:00 | 2221.5771 |  |  | 5756
2022-08-28 20:00 | 2178.7886 |  |  | 5757
2022-08-28 21:00 | 2127.4972 |  |  | 5758
2022-08-28 22:00 | 2072.4343 |  |  | 5759
2022-08-28 23:00 | 1955.5886 |  |  | 5760
2022-08-29 | 1850.6743 |  |  | 5761
2022-08-29 01:00 | 1765.92 |  |  | 5762
2022-08-29 02:00 | 1764.1372 |  |  | 5763
2022-08-29 03:00 | 1713.4629 |  |  | 5764
2022-08-29 04:00 | 1748.4343 |  |  | 5765
2022-08-29 05:00 | 1858.2172 |  |  | 5766
2022-08-29 06:00 | 1999.7486 |  |  | 5767
2022-08-29 07:00 | 2291.7257 |  |  | 5768
2022-08-29 08:00 | 2390.4 |  |  | 5769
2022-08-29 09:00 | 2652.3429 |  |  | 5770
2022-08-29 10:00 | 2796.6172 |  |  | 5771
2022-08-29 11:00 | 2828.2972 |  |  | 5772
2022-08-29 12:00 | 2585.3486 |  |  | 5773
2022-08-29 13:00 | 2613.3257 |  |  | 5774
2022-08-29 14:00 | 2763.6343 |  |  | 5775
2022-08-29 15:00 | 2728.7314 |  |  | 5776
2022-08-29 16:00 | 2708.9143 |  |  | 5777
2022-08-29 17:00 | 2724.48 |  |  | 5778
2022-08-29 18:00 | 2710.6286 |  |  | 5779
2022-08-29 19:00 | 2564.8457 |  |  | 5780
2022-08-29 20:00 | 2420.5029 |  |  | 5781
2022-08-29 21:00 | 2336.7086 |  |  | 5782
2022-08-29 22:00 | 2226.8571 |  |  | 5783
2022-08-29 23:00 | 2101.3029 |  |  | 5784
2022-08-30 | 2036.2286 |  |  | 5785
2022-08-30 01:00 | 1938.1029 |  |  | 5786
2022-08-30 02:00 | 1890.5829 |  |  | 5787
2022-08-30 03:00 | 1845.36 |  |  | 5788
2022-08-30 04:00 | 1871.4857 |  |  | 5789
2022-08-30 05:00 | 1970.8114 |  |  | 5790
2022-08-30 06:00 | 2187.36 |  |  | 5791
2022-08-30 07:00 | 2362.1143 |  |  | 5792
2022-08-30 08:00 | 2585.9657 |  |  | 5793
2022-08-30 09:00 | 2789.8629 |  |  | 5794
2022-08-30 10:00 | 2926.9029 |  |  | 5795
2022-08-30 11:00 | 2877.6 |  |  | 5796
2022-08-30 12:00 | 2799.9086 |  |  | 5797
2022-08-30 13:00 | 2778.0343 |  |  | 5798
2022-08-30 14:00 | 2716.9029 |  |  | 5799
2022-08-30 15:00 | 2829.8743 |  |  | 5800
2022-08-30 16:00 | 2818.4571 |  |  | 5801
2022-08-30 17:00 | 2751.5314 |  |  | 5802
2022-08-30 18:00 | 2783.8629 |  |  | 5803
2022-08-30 19:00 | 2643.1543 |  |  | 5804
2022-08-30 20:00 | 2476.08 |  |  | 5805
2022-08-30 21:00 | 2358.1714 |  |  | 5806
2022-08-30 22:00 | 2277.1543 |  |  | 5807
2022-08-30 23:00 | 2172.4457 |  |  | 5808
2022-08-31 | 2061.9771 |  |  | 5809
2022-08-31 01:00 | 1971.9086 |  |  | 5810
2022-08-31 02:00 | 1941.5657 |  |  | 5811
2022-08-31 03:00 | 1901.52 |  |  | 5812
2022-08-31 04:00 | 1901.5543 |  |  | 5813
2022-08-31 05:00 | 1928.5714 |  |  | 5814
2022-08-31 06:00 | 2074.4229 |  |  | 5815
2022-08-31 07:00 | 2294.16 |  |  | 5816
2022-08-31 08:00 | 2559.0514 |  |  | 5817
2022-08-31 09:00 | 2811.3943 |  |  | 5818
2022-08-31 10:00 | 2902.2514 |  |  | 5819
2022-08-31 11:00 | 2917.3371 |  |  | 5820
2022-08-31 12:00 | 2816.7771 |  |  | 5821
2022-08-31 13:00 | 2810.5029 |  |  | 5822
2022-08-31 14:00 | 2816.4 |  |  | 5823
2022-08-31 15:00 | 2814.24 |  |  | 5824
2022-08-31 16:00 | 2686.6971 |  |  | 5825
2022-08-31 17:00 | 2690.6057 |  |  | 5826
2022-08-31 18:00 | 2726.2971 |  |  | 5827
2022-08-31 19:00 | 2632.9714 |  |  | 5828
2022-08-31 20:00 | 2496.1714 |  |  | 5829
2022-08-31 21:00 | 2439.1543 |  |  | 5830
2022-08-31 22:00 | 2367.5657 |  |  | 5831
2022-08-31 23:00 | 2244.1371 |  |  | 5832
2022-09-01 | 2123.1772 |  |  | 5833
2022-09-01 01:00 | 2058.7886 |  |  | 5834
2022-09-01 02:00 | 2000.9829 |  |  | 5835
2022-09-01 03:00 | 1961.76 |  |  | 5836
2022-09-01 04:00 | 1980.8229 |  |  | 5837
2022-09-01 05:00 | 2072.0914 |  |  | 5838
2022-09-01 06:00 | 2264.5714 |  |  | 5839
2022-09-01 07:00 | 2452.1829 |  |  | 5840
2022-09-01 08:00 | 2596.1143 |  |  | 5841
2022-09-01 09:00 | 2910.72 |  |  | 5842
2022-09-01 10:00 | 2743.8857 |  |  | 5843
2022-09-01 11:00 | 2653.6457 |  |  | 5844
2022-09-01 12:00 | 2548.7314 |  |  | 5845
2022-09-01 13:00 | 2479.3372 |  |  | 5846
2022-09-01 14:00 | 2575.2686 |  |  | 5847
2022-09-01 15:00 | 2614.56 |  |  | 5848
2022-09-01 16:00 | 2676.48 |  |  | 5849
2022-09-01 17:00 | 2675.3143 |  |  | 5850
2022-09-01 18:00 | 2778.4457 |  |  | 5851
2022-09-01 19:00 | 2601.0514 |  |  | 5852
2022-09-01 20:00 | 2439.1543 |  |  | 5853
2022-09-01 21:00 | 2311.68 |  |  | 5854
2022-09-01 22:00 | 2179.9543 |  |  | 5855
2022-09-01 23:00 | 2034.3772 |  |  | 5856
2022-09-02 | 2021.3829 |  |  | 5857
2022-09-02 01:00 | 1964.8457 |  |  | 5858
2022-09-02 02:00 | 1919.28 |  |  | 5859
2022-09-02 03:00 | 1880.4 |  |  | 5860
2022-09-02 04:00 | 1851.3943 |  |  | 5861
2022-09-02 05:00 | 1971.0857 |  |  | 5862
2022-09-02 06:00 | 2282.6743 |  |  | 5863
2022-09-02 07:00 | 2168.7429 |  |  | 5864
2022-09-02 08:00 | 2584.32 |  |  | 5865
2022-09-02 09:00 | 2746.9714 |  |  | 5866
2022-09-02 10:00 | 2954.3314 |  |  | 5867
2022-09-02 11:00 | 2939.04 |  |  | 5868
2022-09-02 12:00 | 2789.52 |  |  | 5869
2022-09-02 13:00 | 2765.5543 |  |  | 5870
2022-09-02 14:00 | 2920.9714 |  |  | 5871
2022-09-02 15:00 | 2784.9943 |  |  | 5872
2022-09-02 16:00 | 2781.3257 |  |  | 5873
2022-09-02 17:00 | 2775.8743 |  |  | 5874
2022-09-02 18:00 | 2838.1371 |  |  | 5875
2022-09-02 19:00 | 2715.9086 |  |  | 5876
2022-09-02 20:00 | 2557.9543 |  |  | 5877
2022-09-02 21:00 | 2404.2171 |  |  | 5878
2022-09-02 22:00 | 2306.2286 |  |  | 5879
2022-09-02 23:00 | 2178.0343 |  |  | 5880
2022-09-03 | 2064 |  |  | 5881
2022-09-03 01:00 | 2026.2857 |  |  | 5882
2022-09-03 02:00 | 1986.6514 |  |  | 5883
2022-09-03 03:00 | 1948.2514 |  |  | 5884
2022-09-03 04:00 | 1985.8971 |  |  | 5885
2022-09-03 05:00 | 2149.7829 |  |  | 5886
2022-09-03 06:00 | 2292.3429 |  |  | 5887
2022-09-03 07:00 | 2411.7257 |  |  | 5888
2022-09-03 08:00 | 2601.6 |  |  | 5889
2022-09-03 09:00 | 2783.3143 |  |  | 5890
2022-09-03 10:00 | 2930.4686 |  |  | 5891
2022-09-03 11:00 | 2981.3486 |  |  | 5892
2022-09-03 12:00 | 2872.8686 |  |  | 5893
2022-09-03 13:00 | 2889.0514 |  |  | 5894
2022-09-03 14:00 | 2839.1314 |  |  | 5895
2022-09-03 15:00 | 2883.0171 |  |  | 5896
2022-09-03 16:00 | 2949.7371 |  |  | 5897
2022-09-03 17:00 | 2920.3886 |  |  | 5898
2022-09-03 18:00 | 2941.0971 |  |  | 5899
2022-09-03 19:00 | 2837.4857 |  |  | 5900
2022-09-03 20:00 | 2639.3143 |  |  | 5901
2022-09-03 21:00 | 2548.6629 |  |  | 5902
2022-09-03 22:00 | 2466.6514 |  |  | 5903
2022-09-03 23:00 | 2390.4 |  |  | 5904
2022-09-04 | 2237.9657 |  |  | 5905
2022-09-04 01:00 | 2140.3886 |  |  | 5906
2022-09-04 02:00 | 2052.8229 |  |  | 5907
2022-09-04 03:00 | 2025.9429 |  |  | 5908
2022-09-04 04:00 | 2006.6743 |  |  | 5909
2022-09-04 05:00 | 2026.0114 |  |  | 5910
2022-09-04 06:00 | 2134.6286 |  |  | 5911
2022-09-04 07:00 | 2254.56 |  |  | 5912
2022-09-04 08:00 | 2303.8629 |  |  | 5913
2022-09-04 09:00 | 2480.5029 |  |  | 5914
2022-09-04 10:00 | 2541.7372 |  |  | 5915
2022-09-04 11:00 | 2400.2057 |  |  | 5916
2022-09-04 12:00 | 2304.8915 |  |  | 5917
2022-09-04 13:00 | 2273.9657 |  |  | 5918
2022-09-04 14:00 | 2224.4572 |  |  | 5919
2022-09-04 15:00 | 2178.24 |  |  | 5920
2022-09-04 16:00 | 2153.76 |  |  | 5921
2022-09-04 17:00 | 2158.8343 |  |  | 5922
2022-09-04 18:00 | 2327.9314 |  |  | 5923
2022-09-04 19:00 | 2265.1886 |  |  | 5924
2022-09-04 20:00 | 2224.7314 |  |  | 5925
2022-09-04 21:00 | 2219.8629 |  |  | 5926
2022-09-04 22:00 | 2187.9772 |  |  | 5927
2022-09-04 23:00 | 2067.5657 |  |  | 5928
2022-09-05 | 1968.5486 |  |  | 5929
2022-09-05 01:00 | 1900.8 |  |  | 5930
2022-09-05 02:00 | 1836.2057 |  |  | 5931
2022-09-05 03:00 | 1830.0343 |  |  | 5932
2022-09-05 04:00 | 1840.1143 |  |  | 5933
2022-09-05 05:00 | 1906.3543 |  |  | 5934
2022-09-05 06:00 | 2142.24 |  |  | 5935
2022-09-05 07:00 | 2289.12 |  |  | 5936
2022-09-05 08:00 | 2489.3486 |  |  | 5937
2022-09-05 09:00 | 2729.8972 |  |  | 5938
2022-09-05 10:00 | 2897.0743 |  |  | 5939
2022-09-05 11:00 | 2859.4286 |  |  | 5940
2022-09-05 12:00 | 2647.6114 |  |  | 5941
2022-09-05 13:00 | 2721.6686 |  |  | 5942
2022-09-05 14:00 | 2712.7543 |  |  | 5943
2022-09-05 15:00 | 2731.2686 |  |  | 5944
2022-09-05 16:00 | 2749.7829 |  |  | 5945
2022-09-05 17:00 | 2669.1429 |  |  | 5946
2022-09-05 18:00 | 2744.2286 |  |  | 5947
2022-09-05 19:00 | 2598.1714 |  |  | 5948
2022-09-05 20:00 | 2431.3372 |  |  | 5949
2022-09-05 21:00 | 2336.0229 |  |  | 5950
2022-09-05 22:00 | 2265.7372 |  |  | 5951
2022-09-05 23:00 | 2135.1086 |  |  | 5952
2022-09-06 | 2022.9943 |  |  | 5953
2022-09-06 01:00 | 1947.6343 |  |  | 5954
2022-09-06 02:00 | 1926.5829 |  |  | 5955
2022-09-06 03:00 | 1898.2629 |  |  | 5956
2022-09-06 04:00 | 1880.0229 |  |  | 5957
2022-09-06 05:00 | 2022.3086 |  |  | 5958
2022-09-06 06:00 | 2187.4286 |  |  | 5959
2022-09-06 07:00 | 2378.1257 |  |  | 5960
2022-09-06 08:00 | 2484.0686 |  |  | 5961
2022-09-06 09:00 | 2748 |  |  | 5962
2022-09-06 10:00 | 2801.6229 |  |  | 5963
2022-09-06 11:00 | 2808.8229 |  |  | 5964
2022-09-06 12:00 | 2684.5029 |  |  | 5965
2022-09-06 13:00 | 2759.04 |  |  | 5966
2022-09-06 14:00 | 2814.9257 |  |  | 5967
2022-09-06 15:00 | 2759.1772 |  |  | 5968
2022-09-06 16:00 | 2801.6229 |  |  | 5969
2022-09-06 17:00 | 2716.6629 |  |  | 5970
2022-09-06 18:00 | 2837.8286 |  |  | 5971
2022-09-06 19:00 | 2681.4171 |  |  | 5972
2022-09-06 20:00 | 2533.7053 |  |  | 5973
2022-09-06 21:00 | 2451.6569 |  |  | 5974
2022-09-06 22:00 | 2398.9958 |  |  | 5975
2022-09-06 23:00 | 2243.3747 |  |  | 5976
2022-09-07 | 2129.1086 |  |  | 5977
2022-09-07 01:00 | 2062.56 |  |  | 5978
2022-09-07 02:00 | 1997.4171 |  |  | 5979
2022-09-07 03:00 | 1970.7429 |  |  | 5980
2022-09-07 04:00 | 1951.7143 |  |  | 5981
2022-09-07 05:00 | 2022.8914 |  |  | 5982
2022-09-07 06:00 | 2214.0686 |  |  | 5983
2022-09-07 07:00 | 2338.5257 |  |  | 5984
2022-09-07 08:00 | 2497.5771 |  |  | 5985
2022-09-07 09:00 | 2782.6971 |  |  | 5986
2022-09-07 10:00 | 2913.9429 |  |  | 5987
2022-09-07 11:00 | 2885.7943 |  |  | 5988
2022-09-07 12:00 | 2764.4571 |  |  | 5989
2022-09-07 13:00 | 2834.0914 |  |  | 5990
2022-09-07 14:00 | 2860.1143 |  |  | 5991
2022-09-07 15:00 | 2611.7829 |  |  | 5992
2022-09-07 16:00 | 2777.6914 |  |  | 5993
2022-09-07 17:00 | 2783.3486 |  |  | 5994
2022-09-07 18:00 | 2846.4 |  |  | 5995
2022-09-07 19:00 | 2647.5429 |  |  | 5996
2022-09-07 20:00 | 2550.1371 |  |  | 5997
2022-09-07 21:00 | 2423.9314 |  |  | 5998
2022-09-07 22:00 | 2358.7543 |  |  | 5999
2022-09-07 23:00 | 2248.5257 |  |  | 6000
2022-09-08 | 2095.1314 |  |  | 6001
2022-09-08 01:00 | 2055.7714 |  |  | 6002
2022-09-08 02:00 | 1990.2172 |  |  | 6003
2022-09-08 03:00 | 1981.44 |  |  | 6004
2022-09-08 04:00 | 2021.3486 |  |  | 6005
2022-09-08 05:00 | 2145.1886 |  |  | 6006
2022-09-08 06:00 | 2301.1886 |  |  | 6007
2022-09-08 07:00 | 2437.5772 |  |  | 6008
2022-09-08 08:00 | 2569.2343 |  |  | 6009
2022-09-08 09:00 | 2779.0629 |  |  | 6010
2022-09-08 10:00 | 3043.68 |  |  | 6011
2022-09-08 11:00 | 3006.7886 |  |  | 6012
2022-09-08 12:00 | 2807.2457 |  |  | 6013
2022-09-08 13:00 | 2825.4172 |  |  | 6014
2022-09-08 14:00 | 2841.6686 |  |  | 6015
2022-09-08 15:00 | 2897.1429 |  |  | 6016
2022-09-08 16:00 | 2961.5315 |  |  | 6017
2022-09-08 17:00 | 2891.1086 |  |  | 6018
2022-09-08 18:00 | 3050.2629 |  |  | 6019
2022-09-08 19:00 | 2788.5257 |  |  | 6020
2022-09-08 20:00 | 2611.7486 |  |  | 6021
2022-09-08 21:00 | 2503.9543 |  |  | 6022
2022-09-08 22:00 | 2430.7886 |  |  | 6023
2022-09-08 23:00 | 2308.1829 |  |  | 6024
2022-09-09 | 2226.0343 |  |  | 6025
2022-09-09 01:00 | 2136.5486 |  |  | 6026
2022-09-09 02:00 | 2058.6514 |  |  | 6027
2022-09-09 03:00 | 2022.96 |  |  | 6028
2022-09-09 04:00 | 2011.44 |  |  | 6029
2022-09-09 05:00 | 2111.1429 |  |  | 6030
2022-09-09 06:00 | 2316.4114 |  |  | 6031
2022-09-09 07:00 | 2455.44 |  |  | 6032
2022-09-09 08:00 | 2634.5486 |  |  | 6033
2022-09-09 09:00 | 2897.4171 |  |  | 6034
2022-09-09 10:00 | 3044.5371 |  |  | 6035
2022-09-09 11:00 | 3059.1429 |  |  | 6036
2022-09-09 12:00 | 2985.9429 |  |  | 6037
2022-09-09 13:00 | 2954.3657 |  |  | 6038
2022-09-09 14:00 | 2994.96 |  |  | 6039
2022-09-09 15:00 | 2956.7314 |  |  | 6040
2022-09-09 16:00 | 2975.8286 |  |  | 6041
2022-09-09 17:00 | 2934.2743 |  |  | 6042
2022-09-09 18:00 | 2962.2171 |  |  | 6043
2022-09-09 19:00 | 2826.96 |  |  | 6044
2022-09-09 20:00 | 2652.5143 |  |  | 6045
2022-09-09 21:00 | 2547.8743 |  |  | 6046
2022-09-09 22:00 | 2480.5714 |  |  | 6047
2022-09-09 23:00 | 2399.0743 |  |  | 6048
2022-09-10 | 2199.6686 |  |  | 6049
2022-09-10 01:00 | 2090.3657 |  |  | 6050
2022-09-10 02:00 | 2118 |  |  | 6051
2022-09-10 03:00 | 2015.1771 |  |  | 6052
2022-09-10 04:00 | 1988.7086 |  |  | 6053
2022-09-10 05:00 | 2031.3257 |  |  | 6054
2022-09-10 06:00 | 2198.0229 |  |  | 6055
2022-09-10 07:00 | 2350.1486 |  |  | 6056
2022-09-10 08:00 | 2527.6114 |  |  | 6057
2022-09-10 09:00 | 2739.12 |  |  | 6058
2022-09-10 10:00 | 2934.4114 |  |  | 6059
2022-09-10 11:00 | 2984.5714 |  |  | 6060
2022-09-10 12:00 | 2842.7314 |  |  | 6061
2022-09-10 13:00 | 2775.0514 |  |  | 6062
2022-09-10 14:00 | 2801.52 |  |  | 6063
2022-09-10 15:00 | 2719.8171 |  |  | 6064
2022-09-10 16:00 | 2685.3943 |  |  | 6065
2022-09-10 17:00 | 2667.84 |  |  | 6066
2022-09-10 18:00 | 2660.0571 |  |  | 6067
2022-09-10 19:00 | 2595.3257 |  |  | 6068
2022-09-10 20:00 | 2481.1886 |  |  | 6069
2022-09-10 21:00 | 2414.7429 |  |  | 6070
2022-09-10 22:00 | 2383.3371 |  |  | 6071
2022-09-10 23:00 | 2305.8514 |  |  | 6072
2022-09-11 | 2182.9029 |  |  | 6073
2022-09-11 01:00 | 2131.8857 |  |  | 6074
2022-09-11 02:00 | 2060.64 |  |  | 6075
2022-09-11 03:00 | 2044.7314 |  |  | 6076
2022-09-11 04:00 | 2005.7829 |  |  | 6077
2022-09-11 05:00 | 2022.5829 |  |  | 6078
2022-09-11 06:00 | 2105.5543 |  |  | 6079
2022-09-11 07:00 | 2218.1486 |  |  | 6080
2022-09-11 08:00 | 2246.5372 |  |  | 6081
2022-09-11 09:00 | 2318.4686 |  |  | 6082
2022-09-11 10:00 | 2457.8743 |  |  | 6083
2022-09-11 11:00 | 2460.48 |  |  | 6084
2022-09-11 12:00 | 2411.3829 |  |  | 6085
2022-09-11 13:00 | 2338.4229 |  |  | 6086
2022-09-11 14:00 | 2327.3829 |  |  | 6087
2022-09-11 15:00 | 2316.4114 |  |  | 6088
2022-09-11 16:00 | 2283.36 |  |  | 6089
2022-09-11 17:00 | 2251.6114 |  |  | 6090
2022-09-11 18:00 | 2440.5257 |  |  | 6091
2022-09-11 19:00 | 2375.1772 |  |  | 6092
2022-09-11 20:00 | 2402.6057 |  |  | 6093
2022-09-11 21:00 | 2175.1543 |  |  | 6094
2022-09-11 22:00 | 2239.4057 |  |  | 6095
2022-09-11 23:00 | 2221.92 |  |  | 6096
2022-09-12 | 2074.2857 |  |  | 6097
2022-09-12 01:00 | 2029.5772 |  |  | 6098
2022-09-12 02:00 | 1963.68 |  |  | 6099
2022-09-12 03:00 | 1936.9372 |  |  | 6100
2022-09-12 04:00 | 1933.0972 |  |  | 6101
2022-09-12 05:00 | 2052.7543 |  |  | 6102
2022-09-12 06:00 | 2161.5772 |  |  | 6103
2022-09-12 07:00 | 2402.0572 |  |  | 6104
2022-09-12 08:00 | 2584.4572 |  |  | 6105
2022-09-12 09:00 | 2827.5429 |  |  | 6106
2022-09-12 10:00 | 2943.6343 |  |  | 6107
2022-09-12 11:00 | 2914.1486 |  |  | 6108
2022-09-12 12:00 | 2806.4915 |  |  | 6109
2022-09-12 13:00 | 2834.5372 |  |  | 6110
2022-09-12 14:00 | 2854.6286 |  |  | 6111
2022-09-12 15:00 | 2865.7372 |  |  | 6112
2022-09-12 16:00 | 2973.1886 |  |  | 6113
2022-09-12 17:00 | 2951.6572 |  |  | 6114
2022-09-12 18:00 | 2984.0914 |  |  | 6115
2022-09-12 19:00 | 2754.3086 |  |  | 6116
2022-09-12 20:00 | 2570.6057 |  |  | 6117
2022-09-12 21:00 | 2290.0115 |  |  | 6118
2022-09-12 22:00 | 2177.0057 |  |  | 6119
2022-09-12 23:00 | 2130.72 |  |  | 6120
2022-09-13 | 2014.0457 |  |  | 6121
2022-09-13 01:00 | 1994.5372 |  |  | 6122
2022-09-13 02:00 | 1988.5029 |  |  | 6123
2022-09-13 03:00 | 1936.2514 |  |  | 6124
2022-09-13 04:00 | 1942.08 |  |  | 6125
2022-09-13 05:00 | 2014.0457 |  |  | 6126
2022-09-13 06:00 | 2227.3029 |  |  | 6127
2022-09-13 07:00 | 2403.0171 |  |  | 6128
2022-09-13 08:00 | 2573.8972 |  |  | 6129
2022-09-13 09:00 | 2822.0914 |  |  | 6130
2022-09-13 10:00 | 2968.8 |  |  | 6131
2022-09-13 11:00 | 2916.1714 |  |  | 6132
2022-09-13 12:00 | 2736.72 |  |  | 6133
2022-09-13 13:00 | 2783.0057 |  |  | 6134
2022-09-13 14:00 | 2828.88 |  |  | 6135
2022-09-13 15:00 | 2812.32 |  |  | 6136
2022-09-13 16:00 | 2789.4172 |  |  | 6137
2022-09-13 17:00 | 2809.68 |  |  | 6138
2022-09-13 18:00 | 2814.0686 |  |  | 6139
2022-09-13 19:00 | 2645.28 |  |  | 6140
2022-09-13 20:00 | 2500.08 |  |  | 6141
2022-09-13 21:00 | 2382.6857 |  |  | 6142
2022-09-13 22:00 | 2275.3029 |  |  | 6143
2022-09-13 23:00 | 2155.7486 |  |  | 6144
2022-09-14 | 2048.4343 |  |  | 6145
2022-09-14 01:00 | 1993.44 |  |  | 6146
2022-09-14 02:00 | 1845.0514 |  |  | 6147
2022-09-14 03:00 | 1888.5943 |  |  | 6148
2022-09-14 04:00 | 1867.68 |  |  | 6149
2022-09-14 05:00 | 1977.3943 |  |  | 6150
2022-09-14 06:00 | 2178.9943 |  |  | 6151
2022-09-14 07:00 | 2400.6172 |  |  | 6152
2022-09-14 08:00 | 2648.5714 |  |  | 6153
2022-09-14 09:00 | 2798.1943 |  |  | 6154
2022-09-14 10:00 | 2890.2857 |  |  | 6155
2022-09-14 11:00 | 2896.8686 |  |  | 6156
2022-09-14 12:00 | 2665.8514 |  |  | 6157
2022-09-14 13:00 | 2719.68 |  |  | 6158
2022-09-14 14:00 | 2664.96 |  |  | 6159
2022-09-14 15:00 | 2617.44 |  |  | 6160
2022-09-14 16:00 | 2757.1886 |  |  | 6161
2022-09-14 17:00 | 2730.9257 |  |  | 6162
2022-09-14 18:00 | 2777.6914 |  |  | 6163
2022-09-14 19:00 | 2500.1143 |  |  | 6164
2022-09-14 20:00 | 2346.7886 |  |  | 6165
2022-09-14 21:00 | 2248.1143 |  |  | 6166
2022-09-14 22:00 | 2142.1714 |  |  | 6167
2022-09-14 23:00 | 2035.8172 |  |  | 6168
2022-09-15 | 1927.8172 |  |  | 6169
2022-09-15 01:00 | 1869.3257 |  |  | 6170
2022-09-15 02:00 | 1842.72 |  |  | 6171
2022-09-15 03:00 | 1819.5429 |  |  | 6172
2022-09-15 04:00 | 1820.7772 |  |  | 6173
2022-09-15 05:00 | 1929.8057 |  |  | 6174
2022-09-15 06:00 | 2129.4172 |  |  | 6175
2022-09-15 07:00 | 2345.8972 |  |  | 6176
2022-09-15 08:00 | 2501.0743 |  |  | 6177
2022-09-15 09:00 | 2739.2229 |  |  | 6178
2022-09-15 10:00 | 2868.1372 |  |  | 6179
2022-09-15 11:00 | 2835.4286 |  |  | 6180
2022-09-15 12:00 | 2683.3372 |  |  | 6181
2022-09-15 13:00 | 2673.8743 |  |  | 6182
2022-09-15 14:00 | 2701.6457 |  |  | 6183
2022-09-15 15:00 | 2643.0857 |  |  | 6184
2022-09-15 16:00 | 2599.8172 |  |  | 6185
2022-09-15 17:00 | 2738.1257 |  |  | 6186
2022-09-15 18:00 | 2697.6686 |  |  | 6187
2022-09-15 19:00 | 2452.3886 |  |  | 6188
2022-09-15 20:00 | 2287.0629 |  |  | 6189
2022-09-15 21:00 | 2185.0972 |  |  | 6190
2022-09-15 22:00 | 2088.8914 |  |  | 6191
2022-09-15 23:00 | 1965.2572 |  |  | 6192
2022-09-16 | 1863.0171 |  |  | 6193
2022-09-16 01:00 | 1833.12 |  |  | 6194
2022-09-16 02:00 | 1787.3143 |  |  | 6195
2022-09-16 03:00 | 1773.9429 |  |  | 6196
2022-09-16 04:00 | 1797.8057 |  |  | 6197
2022-09-16 05:00 | 1914.9257 |  |  | 6198
2022-09-16 06:00 | 2151.2229 |  |  | 6199
2022-09-16 07:00 | 2410.0114 |  |  | 6200
2022-09-16 08:00 | 2539.8171 |  |  | 6201
2022-09-16 09:00 | 2863.8171 |  |  | 6202
2022-09-16 10:00 | 2828.0229 |  |  | 6203
2022-09-16 11:00 | 2718.3771 |  |  | 6204
2022-09-16 12:00 | 2603.8629 |  |  | 6205
2022-09-16 13:00 | 2540.3657 |  |  | 6206
2022-09-16 14:00 | 2554.9029 |  |  | 6207
2022-09-16 15:00 | 2526.5829 |  |  | 6208
2022-09-16 16:00 | 2619.4286 |  |  | 6209
2022-09-16 17:00 | 2594.6743 |  |  | 6210
2022-09-16 18:00 | 2698.08 |  |  | 6211
2022-09-16 19:00 | 2445.4629 |  |  | 6212
2022-09-16 20:00 | 2298.72 |  |  | 6213
2022-09-16 21:00 | 2201.6229 |  |  | 6214
2022-09-16 22:00 | 2080.3886 |  |  | 6215
2022-09-16 23:00 | 1976.2971 |  |  | 6216
2022-09-17 | 1830.6857 |  |  | 6217
2022-09-17 01:00 | 1789.8514 |  |  | 6218
2022-09-17 02:00 | 1789.2343 |  |  | 6219
2022-09-17 03:00 | 1753.3714 |  |  | 6220
2022-09-17 04:00 | 1773.3257 |  |  | 6221
2022-09-17 05:00 | 1839.1543 |  |  | 6222
2022-09-17 06:00 | 2090.7086 |  |  | 6223
2022-09-17 07:00 | 2248.32 |  |  | 6224
2022-09-17 08:00 | 2450.1257 |  |  | 6225
2022-09-17 09:00 | 2613.0171 |  |  | 6226
2022-09-17 10:00 | 2729.6571 |  |  | 6227
2022-09-17 11:00 | 2723.7257 |  |  | 6228
2022-09-17 12:00 | 2626.1486 |  |  | 6229
2022-09-17 13:00 | 2605.4057 |  |  | 6230
2022-09-17 14:00 | 2573.1771 |  |  | 6231
2022-09-17 15:00 | 2582.9829 |  |  | 6232
2022-09-17 16:00 | 2626.6286 |  |  | 6233
2022-09-17 17:00 | 2628.7886 |  |  | 6234
2022-09-17 18:00 | 2658.3771 |  |  | 6235
2022-09-17 19:00 | 2507.4514 |  |  | 6236
2022-09-17 20:00 | 2341.0971 |  |  | 6237
2022-09-17 21:00 | 2233.2 |  |  | 6238
2022-09-17 22:00 | 2162.3314 |  |  | 6239
2022-09-17 23:00 | 2071.0971 |  |  | 6240
2022-09-18 | 1900.32 |  |  | 6241
2022-09-18 01:00 | 1836.6171 |  |  | 6242
2022-09-18 02:00 | 1787.2457 |  |  | 6243
2022-09-18 03:00 | 1759.6114 |  |  | 6244
2022-09-18 04:00 | 1763.5886 |  |  | 6245
2022-09-18 05:00 | 1802.1943 |  |  | 6246
2022-09-18 06:00 | 1941.8743 |  |  | 6247
2022-09-18 07:00 | 2077.7143 |  |  | 6248
2022-09-18 08:00 | 2166.8572 |  |  | 6249
2022-09-18 09:00 | 2238.9943 |  |  | 6250
2022-09-18 10:00 | 2182.2171 |  |  | 6251
2022-09-18 11:00 | 2201.1429 |  |  | 6252
2022-09-18 12:00 | 2171.2457 |  |  | 6253
2022-09-18 13:00 | 2045.9657 |  |  | 6254
2022-09-18 14:00 | 2053.8514 |  |  | 6255
2022-09-18 15:00 | 2093.5543 |  |  | 6256
2022-09-18 16:00 | 2012.0229 |  |  | 6257
2022-09-18 17:00 | 2046.0343 |  |  | 6258
2022-09-18 18:00 | 2249.5543 |  |  | 6259
2022-09-18 19:00 | 2190.4457 |  |  | 6260
2022-09-18 20:00 | 2136.48 |  |  | 6261
2022-09-18 21:00 | 2097.1886 |  |  | 6262
2022-09-18 22:00 | 2042.88 |  |  | 6263
2022-09-18 23:00 | 1911.7714 |  |  | 6264
2022-09-19 | 1832.64 |  |  | 6265
2022-09-19 01:00 | 1772.8457 |  |  | 6266
2022-09-19 02:00 | 1726.2857 |  |  | 6267
2022-09-19 03:00 | 1735.8857 |  |  | 6268
2022-09-19 04:00 | 1727.9314 |  |  | 6269
2022-09-19 05:00 | 1868.4343 |  |  | 6270
2022-09-19 06:00 | 2094.1714 |  |  | 6271
2022-09-19 07:00 | 2262.6514 |  |  | 6272
2022-09-19 08:00 | 2456.7086 |  |  | 6273
2022-09-19 09:00 | 2682.1029 |  |  | 6274
2022-09-19 10:00 | 2816.9143 |  |  | 6275
2022-09-19 11:00 | 2797.0972 |  |  | 6276
2022-09-19 12:00 | 2707.2686 |  |  | 6277
2022-09-19 13:00 | 2768.7086 |  |  | 6278
2022-09-19 14:00 | 2840.5714 |  |  | 6279
2022-09-19 15:00 | 2842.7657 |  |  | 6280
2022-09-19 16:00 | 2803.4743 |  |  | 6281
2022-09-19 17:00 | 2859.7029 |  |  | 6282
2022-09-19 18:00 | 2874.9943 |  |  | 6283
2022-09-19 19:00 | 2631.6343 |  |  | 6284
2022-09-19 20:00 | 2367.4286 |  |  | 6285
2022-09-19 21:00 | 2304.48 |  |  | 6286
2022-09-19 22:00 | 2178.1714 |  |  | 6287
2022-09-19 23:00 | 2063.6571 |  |  | 6288
2022-09-20 | 1967.3143 |  |  | 6289
2022-09-20 01:00 | 1898.0229 |  |  | 6290
2022-09-20 02:00 | 1837.5086 |  |  | 6291
2022-09-20 03:00 | 1805.8629 |  |  | 6292
2022-09-20 04:00 | 1820.6743 |  |  | 6293
2022-09-20 05:00 | 1874.4686 |  |  | 6294
2022-09-20 06:00 | 2083.5429 |  |  | 6295
2022-09-20 07:00 | 2259.6343 |  |  | 6296
2022-09-20 08:00 | 2475.0171 |  |  | 6297
2022-09-20 09:00 | 2677.68 |  |  | 6298
2022-09-20 10:00 | 2769.4286 |  |  | 6299
2022-09-20 11:00 | 2789.3143 |  |  | 6300
2022-09-20 12:00 | 2714.4343 |  |  | 6301
2022-09-20 13:00 | 2542.5257 |  |  | 6302
2022-09-20 14:00 | 2596.9371 |  |  | 6303
2022-09-20 15:00 | 2737.6457 |  |  | 6304
2022-09-20 16:00 | 2699.4514 |  |  | 6305
2022-09-20 17:00 | 2755.9886 |  |  | 6306
2022-09-20 18:00 | 2728.6971 |  |  | 6307
2022-09-20 19:00 | 2586.1714 |  |  | 6308
2022-09-20 20:00 | 2342.2971 |  |  | 6309
2022-09-20 21:00 | 2230.2514 |  |  | 6310
2022-09-20 22:00 | 2107.7143 |  |  | 6311
2022-09-20 23:00 | 1996.8686 |  |  | 6312
2022-09-21 | 1914.7886 |  |  | 6313
2022-09-21 01:00 | 1863.6343 |  |  | 6314
2022-09-21 02:00 | 1816.8686 |  |  | 6315
2022-09-21 03:00 | 1794.9257 |  |  | 6316
2022-09-21 04:00 | 1804.0457 |  |  | 6317
2022-09-21 05:00 | 1920.0686 |  |  | 6318
2022-09-21 06:00 | 2176.3886 |  |  | 6319
2022-09-21 07:00 | 2339.7943 |  |  | 6320
2022-09-21 08:00 | 2492.5714 |  |  | 6321
2022-09-21 09:00 | 2648.3657 |  |  | 6322
2022-09-21 10:00 | 2771.1772 |  |  | 6323
2022-09-21 11:00 | 2788.1143 |  |  | 6324
2022-09-21 12:00 | 2655.5657 |  |  | 6325
2022-09-21 13:00 | 2695.5429 |  |  | 6326
2022-09-21 14:00 | 2771.5886 |  |  | 6327
2022-09-21 15:00 | 2781.6686 |  |  | 6328
2022-09-21 16:00 | 2790.1714 |  |  | 6329
2022-09-21 17:00 | 2681.4172 |  |  | 6330
2022-09-21 18:00 | 2829.8057 |  |  | 6331
2022-09-21 19:00 | 2625.5314 |  |  | 6332
2022-09-21 20:00 | 2409.0514 |  |  | 6333
2022-09-21 21:00 | 2268.96 |  |  | 6334
2022-09-21 22:00 | 2181.5314 |  |  | 6335
2022-09-21 23:00 | 2031.4972 |  |  | 6336
2022-09-22 | 1947.5657 |  |  | 6337
2022-09-22 01:00 | 1903.2 |  |  | 6338
2022-09-22 02:00 | 1838.7429 |  |  | 6339
2022-09-22 03:00 | 1802.1943 |  |  | 6340
2022-09-22 04:00 | 1818.7886 |  |  | 6341
2022-09-22 05:00 | 1898.4 |  |  | 6342
2022-09-22 06:00 | 2155.3372 |  |  | 6343
2022-09-22 07:00 | 2309.8971 |  |  | 6344
2022-09-22 08:00 | 2509.3029 |  |  | 6345
2022-09-22 09:00 | 2713.7143 |  |  | 6346
2022-09-22 10:00 | 2760.48 |  |  | 6347
2022-09-22 11:00 | 2803.8857 |  |  | 6348
2022-09-22 12:00 | 2608.8 |  |  | 6349
2022-09-22 13:00 | 2538.1029 |  |  | 6350
2022-09-22 14:00 | 2668.5943 |  |  | 6351
2022-09-22 15:00 | 2649.5314 |  |  | 6352
2022-09-22 16:00 | 2732.7086 |  |  | 6353
2022-09-22 17:00 | 2717.4857 |  |  | 6354
2022-09-22 18:00 | 2776.8 |  |  | 6355
2022-09-22 19:00 | 2558.5372 |  |  | 6356
2022-09-22 20:00 | 2365.5086 |  |  | 6357
2022-09-22 21:00 | 2212.8686 |  |  | 6358
2022-09-22 22:00 | 2137.9886 |  |  | 6359
2022-09-22 23:00 | 1998.5143 |  |  | 6360
2022-09-23 | 1905.6 |  |  | 6361
2022-09-23 01:00 | 1883.4514 |  |  | 6362
2022-09-23 02:00 | 1770.8571 |  |  | 6363
2022-09-23 03:00 | 1768.3886 |  |  | 6364
2022-09-23 04:00 | 1770.9257 |  |  | 6365
2022-09-23 05:00 | 1903.7486 |  |  | 6366
2022-09-23 06:00 | 2161.6457 |  |  | 6367
2022-09-23 07:00 | 2279.2457 |  |  | 6368
2022-09-23 08:00 | 2495.04 |  |  | 6369
2022-09-23 09:00 | 2725.9886 |  |  | 6370
2022-09-23 10:00 | 2816.9829 |  |  | 6371
2022-09-23 11:00 | 2815.2 |  |  | 6372
2022-09-23 12:00 | 2625.3943 |  |  | 6373
2022-09-23 13:00 | 2490.5143 |  |  | 6374
2022-09-23 14:00 | 2571.0171 |  |  | 6375
2022-09-23 15:00 | 2499.5657 |  |  | 6376
2022-09-23 16:00 | 2553.2571 |  |  | 6377
2022-09-23 17:00 | 2454.7886 |  |  | 6378
2022-09-23 18:00 | 2644.2514 |  |  | 6379
2022-09-23 19:00 | 2425.8514 |  |  | 6380
2022-09-23 20:00 | 2200.0457 |  |  | 6381
2022-09-23 21:00 | 2051.5886 |  |  | 6382
2022-09-23 22:00 | 1960.0457 |  |  | 6383
2022-09-23 23:00 | 1829.4857 |  |  | 6384
2022-09-24 | 1751.04 |  |  | 6385
2022-09-24 01:00 | 1723.2343 |  |  | 6386
2022-09-24 02:00 | 1689.5314 |  |  | 6387
2022-09-24 03:00 | 1630.1829 |  |  | 6388
2022-09-24 04:00 | 1634.6057 |  |  | 6389
2022-09-24 05:00 | 1742.64 |  |  | 6390
2022-09-24 06:00 | 2040.3086 |  |  | 6391
2022-09-24 07:00 | 2227.2343 |  |  | 6392
2022-09-24 08:00 | 2382.7543 |  |  | 6393
2022-09-24 09:00 | 2639.0057 |  |  | 6394
2022-09-24 10:00 | 2709.7029 |  |  | 6395
2022-09-24 11:00 | 2687.0743 |  |  | 6396
2022-09-24 12:00 | 2507.1086 |  |  | 6397
2022-09-24 13:00 | 2522.5371 |  |  | 6398
2022-09-24 14:00 | 2546.6743 |  |  | 6399
2022-09-24 15:00 | 2605.2 |  |  | 6400
2022-09-24 16:00 | 2602.1829 |  |  | 6401
2022-09-24 17:00 | 2530.1829 |  |  | 6402
2022-09-24 18:00 | 2680.08 |  |  | 6403
2022-09-24 19:00 | 2563.5429 |  |  | 6404
2022-09-24 20:00 | 2373.9771 |  |  | 6405
2022-09-24 21:00 | 2175.6343 |  |  | 6406
2022-09-24 22:00 | 2059.1314 |  |  | 6407
2022-09-24 23:00 | 1947.9429 |  |  | 6408
2022-09-25 | 1823.1772 |  |  | 6409
2022-09-25 01:00 | 1781.4172 |  |  | 6410
2022-09-25 02:00 | 1720.1829 |  |  | 6411
2022-09-25 03:00 | 1731.7029 |  |  | 6412
2022-09-25 04:00 | 1747.4057 |  |  | 6413
2022-09-25 05:00 | 1768.32 |  |  | 6414
2022-09-25 06:00 | 1907.1086 |  |  | 6415
2022-09-25 07:00 | 2125.8514 |  |  | 6416
2022-09-25 08:00 | 2189.0057 |  |  | 6417
2022-09-25 09:00 | 2161.5086 |  |  | 6418
2022-09-25 10:00 | 2220.6857 |  |  | 6419
2022-09-25 11:00 | 2164.32 |  |  | 6420
2022-09-25 12:00 | 2039.1086 |  |  | 6421
2022-09-25 13:00 | 1942.1486 |  |  | 6422
2022-09-25 14:00 | 1976.64 |  |  | 6423
2022-09-25 15:00 | 1938.72 |  |  | 6424
2022-09-25 16:00 | 1931.4514 |  |  | 6425
2022-09-25 17:00 | 1937.9657 |  |  | 6426
2022-09-25 18:00 | 2132.8457 |  |  | 6427
2022-09-25 19:00 | 2104.4572 |  |  | 6428
2022-09-25 20:00 | 2106.5829 |  |  | 6429
2022-09-25 21:00 | 1989.3943 |  |  | 6430
2022-09-25 22:00 | 1906.9714 |  |  | 6431
2022-09-25 23:00 | 1798.3543 |  |  | 6432
2022-09-26 | 1695.1543 |  |  | 6433
2022-09-26 01:00 | 1616.9143 |  |  | 6434
2022-09-26 02:00 | 1574.64 |  |  | 6435
2022-09-26 03:00 | 1553.4514 |  |  | 6436
2022-09-26 04:00 | 1573.5429 |  |  | 6437
2022-09-26 05:00 | 1707.6343 |  |  | 6438
2022-09-26 06:00 | 2014.7314 |  |  | 6439
2022-09-26 07:00 | 2174.6057 |  |  | 6440
2022-09-26 08:00 | 2391.9086 |  |  | 6441
2022-09-26 09:00 | 2626.8343 |  |  | 6442
2022-09-26 10:00 | 2733.6 |  |  | 6443
2022-09-26 11:00 | 2691.5657 |  |  | 6444
2022-09-26 12:00 | 2592.4114 |  |  | 6445
2022-09-26 13:00 | 2527.2343 |  |  | 6446
2022-09-26 14:00 | 2633.2457 |  |  | 6447
2022-09-26 15:00 | 2690.5714 |  |  | 6448
2022-09-26 16:00 | 2718.6171 |  |  | 6449
2022-09-26 17:00 | 2704.0457 |  |  | 6450
2022-09-26 18:00 | 2814.6857 |  |  | 6451
2022-09-26 19:00 | 2650.9371 |  |  | 6452
2022-09-26 20:00 | 2429.3829 |  |  | 6453
2022-09-26 21:00 | 2291.52 |  |  | 6454
2022-09-26 22:00 | 2192.0229 |  |  | 6455
2022-09-26 23:00 | 2057.76 |  |  | 6456
2022-09-27 | 1925.0057 |  |  | 6457
2022-09-27 01:00 | 1902.3086 |  |  | 6458
2022-09-27 02:00 | 1836.0686 |  |  | 6459
2022-09-27 03:00 | 1838.2629 |  |  | 6460
2022-09-27 04:00 | 1817.6914 |  |  | 6461
2022-09-27 05:00 | 1958.9486 |  |  | 6462
2022-09-27 06:00 | 2172.4114 |  |  | 6463
2022-09-27 07:00 | 2345.8971 |  |  | 6464
2022-09-27 08:00 | 2515.6114 |  |  | 6465
2022-09-27 09:00 | 2707.2 |  |  | 6466
2022-09-27 10:00 | 2857.9886 |  |  | 6467
2022-09-27 11:00 | 2847.36 |  |  | 6468
2022-09-27 12:00 | 2748.5486 |  |  | 6469
2022-09-27 13:00 | 2751.84 |  |  | 6470
2022-09-27 14:00 | 2792.5029 |  |  | 6471
2022-09-27 15:00 | 2717.76 |  |  | 6472
2022-09-27 16:00 | 2797.44 |  |  | 6473
2022-09-27 17:00 | 2928.96 |  |  | 6474
2022-09-27 18:00 | 2968.9371 |  |  | 6475
2022-09-27 19:00 | 2731.8171 |  |  | 6476
2022-09-27 20:00 | 2520.1371 |  |  | 6477
2022-09-27 21:00 | 2449.3029 |  |  | 6478
2022-09-27 22:00 | 2362.6971 |  |  | 6479
2022-09-27 23:00 | 2226.1029 |  |  | 6480
2022-09-28 | 2016.4114 |  |  | 6481
2022-09-28 01:00 | 1967.2114 |  |  | 6482
2022-09-28 02:00 | 1942.6629 |  |  | 6483
2022-09-28 03:00 | 1880.4 |  |  | 6484
2022-09-28 04:00 | 1878.5486 |  |  | 6485
2022-09-28 05:00 | 1996.6286 |  |  | 6486
2022-09-28 06:00 | 2193.3257 |  |  | 6487
2022-09-28 07:00 | 2399.6229 |  |  | 6488
2022-09-28 08:00 | 2547.4629 |  |  | 6489
2022-09-28 09:00 | 2769.4286 |  |  | 6490
2022-09-28 10:00 | 2924.16 |  |  | 6491
2022-09-28 11:00 | 2875.7486 |  |  | 6492
2022-09-28 12:00 | 2765.4171 |  |  | 6493
2022-09-28 13:00 | 2768.7086 |  |  | 6494
2022-09-28 14:00 | 2871.6 |  |  | 6495
2022-09-28 15:00 | 2867.9314 |  |  | 6496
2022-09-28 16:00 | 2886.72 |  |  | 6497
2022-09-28 17:00 | 2967.6686 |  |  | 6498
2022-09-28 18:00 | 2982.6857 |  |  | 6499
2022-09-28 19:00 | 2748.8914 |  |  | 6500
2022-09-28 20:00 | 2534.16 |  |  | 6501
2022-09-28 21:00 | 2390.64 |  |  | 6502
2022-09-28 22:00 | 2293.7143 |  |  | 6503
2022-09-28 23:00 | 2213.1772 |  |  | 6504
2022-09-29 | 2082.8571 |  |  | 6505
2022-09-29 01:00 | 2014.2857 |  |  | 6506
2022-09-29 02:00 | 1971.9086 |  |  | 6507
2022-09-29 03:00 | 1930.0114 |  |  | 6508
2022-09-29 04:00 | 1961.1429 |  |  | 6509
2022-09-29 05:00 | 2081.76 |  |  | 6510
2022-09-29 06:00 | 2282.8114 |  |  | 6511
2022-09-29 07:00 | 2432.64 |  |  | 6512
2022-09-29 08:00 | 2566.2171 |  |  | 6513
2022-09-29 09:00 | 2694.9257 |  |  | 6514
2022-09-29 10:00 | 2878.4914 |  |  | 6515
2022-09-29 11:00 | 2931.0171 |  |  | 6516
2022-09-29 12:00 | 2725.2343 |  |  | 6517
2022-09-29 13:00 | 2768.2971 |  |  | 6518
2022-09-29 14:00 | 2890.2857 |  |  | 6519
2022-09-29 15:00 | 2916.4114 |  |  | 6520
2022-09-29 16:00 | 2972.3657 |  |  | 6521
2022-09-29 17:00 | 2969.3486 |  |  | 6522
2022-09-29 18:00 | 2954.3314 |  |  | 6523
2022-09-29 19:00 | 2737.9886 |  |  | 6524
2022-09-29 20:00 | 2535.1543 |  |  | 6525
2022-09-29 21:00 | 2320.8 |  |  | 6526
2022-09-29 22:00 | 2198.6743 |  |  | 6527
2022-09-29 23:00 | 2107.2686 |  |  | 6528
2022-09-30 | 2055.0172 |  |  | 6529
2022-09-30 01:00 | 1982.8114 |  |  | 6530
2022-09-30 02:00 | 1932.6172 |  |  | 6531
2022-09-30 03:00 | 1913.76 |  |  | 6532
2022-09-30 04:00 | 1923.5657 |  |  | 6533
2022-09-30 05:00 | 2024.2972 |  |  | 6534
2022-09-30 06:00 | 2239.4743 |  |  | 6535
2022-09-30 07:00 | 2382.3771 |  |  | 6536
2022-09-30 08:00 | 2528.7086 |  |  | 6537
2022-09-30 09:00 | 2766.3086 |  |  | 6538
2022-09-30 10:00 | 2929.5086 |  |  | 6539
2022-09-30 11:00 | 2881.6457 |  |  | 6540
2022-09-30 12:00 | 2838.1029 |  |  | 6541
2022-09-30 13:00 | 2762.4 |  |  | 6542
2022-09-30 14:00 | 2912.2972 |  |  | 6543
2022-09-30 15:00 | 2893.3714 |  |  | 6544
2022-09-30 16:00 | 2767.4057 |  |  | 6545
2022-09-30 17:00 | 2768.3657 |  |  | 6546
2022-09-30 18:00 | 2729.2114 |  |  | 6547
2022-09-30 19:00 | 2515.9543 |  |  | 6548
2022-09-30 20:00 | 2366.1943 |  |  | 6549
2022-09-30 21:00 | 2239.9543 |  |  | 6550
2022-09-30 22:00 | 2161.2343 |  |  | 6551
2022-09-30 23:00 | 2057.4857 |  |  | 6552
2022-10-01 | 2002.7657 |  |  | 6553
2022-10-01 01:00 | 1919.8286 |  |  | 6554
2022-10-01 02:00 | 1851.9086 |  |  | 6555
2022-10-01 03:00 | 1849.9886 |  |  | 6556
2022-10-01 04:00 | 1864.3543 |  |  | 6557
2022-10-01 05:00 | 1937.04 |  |  | 6558
2022-10-01 06:00 | 2103.36 |  |  | 6559
2022-10-01 07:00 | 2318.7429 |  |  | 6560
2022-10-01 08:00 | 2434.56 |  |  | 6561
2022-10-01 09:00 | 2688.1714 |  |  | 6562
2022-10-01 10:00 | 2808.7886 |  |  | 6563
2022-10-01 11:00 | 2850.7543 |  |  | 6564
2022-10-01 12:00 | 2747.3486 |  |  | 6565
2022-10-01 13:00 | 2732.3314 |  |  | 6566
2022-10-01 14:00 | 2720.2286 |  |  | 6567
2022-10-01 15:00 | 2676.0686 |  |  | 6568
2022-10-01 16:00 | 2640.4457 |  |  | 6569
2022-10-01 17:00 | 2722.9714 |  |  | 6570
2022-10-01 18:00 | 2687.6571 |  |  | 6571
2022-10-01 19:00 | 2583.2914 |  |  | 6572
2022-10-01 20:00 | 2396.3657 |  |  | 6573
2022-10-01 21:00 | 2224.8686 |  |  | 6574
2022-10-01 22:00 | 2095.7486 |  |  | 6575
2022-10-01 23:00 | 2056.4229 |  |  | 6576
2022-10-02 | 1955.3143 |  |  | 6577
2022-10-02 01:00 | 1860.8914 |  |  | 6578
2022-10-02 02:00 | 1833.2571 |  |  | 6579
2022-10-02 03:00 | 1808.0229 |  |  | 6580
2022-10-02 04:00 | 1777.2343 |  |  | 6581
2022-10-02 05:00 | 1825.2343 |  |  | 6582
2022-10-02 06:00 | 1949.2115 |  |  | 6583
2022-10-02 07:00 | 2043.6343 |  |  | 6584
2022-10-02 08:00 | 2071.6114 |  |  | 6585
2022-10-02 09:00 | 2133.6 |  |  | 6586
2022-10-02 10:00 | 2130.1714 |  |  | 6587
2022-10-02 11:00 | 2120.9829 |  |  | 6588
2022-10-02 12:00 | 2131.3372 |  |  | 6589
2022-10-02 13:00 | 2039.1772 |  |  | 6590
2022-10-02 14:00 | 2043.2229 |  |  | 6591
2022-10-02 15:00 | 2075.4514 |  |  | 6592
2022-10-02 16:00 | 1997.1429 |  |  | 6593
2022-10-02 17:00 | 2042.6057 |  |  | 6594
2022-10-02 18:00 | 2216.0229 |  |  | 6595
2022-10-02 19:00 | 2173.7829 |  |  | 6596
2022-10-02 20:00 | 2082.8572 |  |  | 6597
2022-10-02 21:00 | 1999.4743 |  |  | 6598
2022-10-02 22:00 | 1928.7086 |  |  | 6599
2022-10-02 23:00 | 1896.3429 |  |  | 6600
2022-10-03 | 1811.3143 |  |  | 6601
2022-10-03 01:00 | 1753.44 |  |  | 6602
2022-10-03 02:00 | 1685.28 |  |  | 6603
2022-10-03 03:00 | 1671.2914 |  |  | 6604
2022-10-03 04:00 | 1693.6457 |  |  | 6605
2022-10-03 05:00 | 1728.2743 |  |  | 6606
2022-10-03 06:00 | 1938.7886 |  |  | 6607
2022-10-03 07:00 | 2175.9086 |  |  | 6608
2022-10-03 08:00 | 2368.5257 |  |  | 6609
2022-10-03 09:00 | 2548.4571 |  |  | 6610
2022-10-03 10:00 | 2658.8572 |  |  | 6611
2022-10-03 11:00 | 2642.88 |  |  | 6612
2022-10-03 12:00 | 2526.6514 |  |  | 6613
2022-10-03 13:00 | 2541.8057 |  |  | 6614
2022-10-03 14:00 | 2552.5029 |  |  | 6615
2022-10-03 15:00 | 2524.5257 |  |  | 6616
2022-10-03 16:00 | 2725.7829 |  |  | 6617
2022-10-03 17:00 | 2681.0743 |  |  | 6618
2022-10-03 18:00 | 2678.6743 |  |  | 6619
2022-10-03 19:00 | 2483.7943 |  |  | 6620
2022-10-03 20:00 | 2293.92 |  |  | 6621
2022-10-03 21:00 | 2164.8 |  |  | 6622
2022-10-03 22:00 | 2072.7086 |  |  | 6623
2022-10-03 23:00 | 1984.4572 |  |  | 6624
2022-10-04 | 1957.0972 |  |  | 6625
2022-10-04 01:00 | 1918.9371 |  |  | 6626
2022-10-04 02:00 | 1853.1086 |  |  | 6627
2022-10-04 03:00 | 1810.08 |  |  | 6628
2022-10-04 04:00 | 1804.6629 |  |  | 6629
2022-10-04 05:00 | 1838.4343 |  |  | 6630
2022-10-04 06:00 | 2011.3714 |  |  | 6631
2022-10-04 07:00 | 2232.72 |  |  | 6632
2022-10-04 08:00 | 2409.0514 |  |  | 6633
2022-10-04 09:00 | 2615.4172 |  |  | 6634
2022-10-04 10:00 | 2679.84 |  |  | 6635
2022-10-04 11:00 | 2625.5314 |  |  | 6636
2022-10-04 12:00 | 2552.7771 |  |  | 6637
2022-10-04 13:00 | 2547.3257 |  |  | 6638
2022-10-04 14:00 | 2548.3886 |  |  | 6639
2022-10-04 15:00 | 2578.1486 |  |  | 6640
2022-10-04 16:00 | 2573.1772 |  |  | 6641
2022-10-04 17:00 | 2577.6686 |  |  | 6642
2022-10-04 18:00 | 2684.8114 |  |  | 6643
2022-10-04 19:00 | 2526.0686 |  |  | 6644
2022-10-04 20:00 | 2323.6114 |  |  | 6645
2022-10-04 21:00 | 2241.9771 |  |  | 6646
2022-10-04 22:00 | 2147.7257 |  |  | 6647
2022-10-04 23:00 | 2089.1657 |  |  | 6648
2022-10-05 | 2031.9771 |  |  | 6649
2022-10-05 01:00 | 1986.0343 |  |  | 6650
2022-10-05 02:00 | 1904.16 |  |  | 6651
2022-10-05 03:00 | 1871.04 |  |  | 6652
2022-10-05 04:00 | 1884.96 |  |  | 6653
2022-10-05 05:00 | 1896.2743 |  |  | 6654
2022-10-05 06:00 | 1991.5886 |  |  | 6655
2022-10-05 07:00 | 2179.9543 |  |  | 6656
2022-10-05 08:00 | 2348.2972 |  |  | 6657
2022-10-05 09:00 | 2544.8229 |  |  | 6658
2022-10-05 10:00 | 2596.0457 |  |  | 6659
2022-10-05 11:00 | 2586.5143 |  |  | 6660
2022-10-05 12:00 | 2456.7771 |  |  | 6661
2022-10-05 13:00 | 2460.48 |  |  | 6662
2022-10-05 14:00 | 2417.8286 |  |  | 6663
2022-10-05 15:00 | 2350.2171 |  |  | 6664
2022-10-05 16:00 | 2395.4057 |  |  | 6665
2022-10-05 17:00 | 2331.4286 |  |  | 6666
2022-10-05 18:00 | 2353.92 |  |  | 6667
2022-10-05 19:00 | 2200.8686 |  |  | 6668
2022-10-05 20:00 | 2161.3029 |  |  | 6669
2022-10-05 21:00 | 2090.1257 |  |  | 6670
2022-10-05 22:00 | 2034.1714 |  |  | 6671
2022-10-05 23:00 | 1979.3143 |  |  | 6672
2022-10-06 | 1859.8629 |  |  | 6673
2022-10-06 01:00 | 1797.8743 |  |  | 6674
2022-10-06 02:00 | 1775.9314 |  |  | 6675
2022-10-06 03:00 | 1728 |  |  | 6676
2022-10-06 04:00 | 1733.1429 |  |  | 6677
2022-10-06 05:00 | 1822.9029 |  |  | 6678
2022-10-06 06:00 | 1968.2743 |  |  | 6679
2022-10-06 07:00 | 2195.1772 |  |  | 6680
2022-10-06 08:00 | 2366.1257 |  |  | 6681
2022-10-06 09:00 | 2586.9943 |  |  | 6682
2022-10-06 10:00 | 2682.72 |  |  | 6683
2022-10-06 11:00 | 2648.7772 |  |  | 6684
2022-10-06 12:00 | 2455.5429 |  |  | 6685
2022-10-06 13:00 | 2344.4572 |  |  | 6686
2022-10-06 14:00 | 2272.8 |  |  | 6687
2022-10-06 15:00 | 2374.4914 |  |  | 6688
2022-10-06 16:00 | 2472.1372 |  |  | 6689
2022-10-06 17:00 | 2543.7943 |  |  | 6690
2022-10-06 18:00 | 2561.6229 |  |  | 6691
2022-10-06 19:00 | 2408.5029 |  |  | 6692
2022-10-06 20:00 | 2275.2 |  |  | 6693
2022-10-06 21:00 | 2173.0286 |  |  | 6694
2022-10-06 22:00 | 2081.5543 |  |  | 6695
2022-10-06 23:00 | 1975.68 |  |  | 6696
2022-10-07 | 1878.6171 |  |  | 6697
2022-10-07 01:00 | 1797.9086 |  |  | 6698
2022-10-07 02:00 | 1755.0514 |  |  | 6699
2022-10-07 03:00 | 1739.52 |  |  | 6700
2022-10-07 04:00 | 1715.2114 |  |  | 6701
2022-10-07 05:00 | 1808.9829 |  |  | 6702
2022-10-07 06:00 | 1985.8971 |  |  | 6703
2022-10-07 07:00 | 2202.2743 |  |  | 6704
2022-10-07 08:00 | 2399.52 |  |  | 6705
2022-10-07 09:00 | 2647.5086 |  |  | 6706
2022-10-07 10:00 | 2786.64 |  |  | 6707
2022-10-07 11:00 | 2882.4343 |  |  | 6708
2022-10-07 12:00 | 2682.3429 |  |  | 6709
2022-10-07 13:00 | 2594.9143 |  |  | 6710
2022-10-07 14:00 | 2630.0229 |  |  | 6711
2022-10-07 15:00 | 2587.8514 |  |  | 6712
2022-10-07 16:00 | 2605.0286 |  |  | 6713
2022-10-07 17:00 | 2733.2229 |  |  | 6714
2022-10-07 18:00 | 2700.4457 |  |  | 6715
2022-10-07 19:00 | 2542.8343 |  |  | 6716
2022-10-07 20:00 | 2365.9886 |  |  | 6717
2022-10-07 21:00 | 2202.2057 |  |  | 6718
2022-10-07 22:00 | 2056.1829 |  |  | 6719
2022-10-07 23:00 | 1996.8343 |  |  | 6720
2022-10-08 | 1883.7257 |  |  | 6721
2022-10-08 01:00 | 1787.2114 |  |  | 6722
2022-10-08 02:00 | 1774.9714 |  |  | 6723
2022-10-08 03:00 | 1711.8514 |  |  | 6724
2022-10-08 04:00 | 1718.0572 |  |  | 6725
2022-10-08 05:00 | 1781.8286 |  |  | 6726
2022-10-08 06:00 | 1945.2 |  |  | 6727
2022-10-08 07:00 | 2221.9543 |  |  | 6728
2022-10-08 08:00 | 2416.9372 |  |  | 6729
2022-10-08 09:00 | 2611.68 |  |  | 6730
2022-10-08 10:00 | 2747.28 |  |  | 6731
2022-10-08 11:00 | 2828.4686 |  |  | 6732
2022-10-08 12:00 | 2646.3429 |  |  | 6733
2022-10-08 13:00 | 2619.5314 |  |  | 6734
2022-10-08 14:00 | 2650.5257 |  |  | 6735
2022-10-08 15:00 | 2619.7029 |  |  | 6736
2022-10-08 16:00 | 2630.4 |  |  | 6737
2022-10-08 17:00 | 2707.5429 |  |  | 6738
2022-10-08 18:00 | 2771.6229 |  |  | 6739
2022-10-08 19:00 | 2587.3714 |  |  | 6740
2022-10-08 20:00 | 2429.3143 |  |  | 6741
2022-10-08 21:00 | 2236.4571 |  |  | 6742
2022-10-08 22:00 | 2124.1714 |  |  | 6743
2022-10-08 23:00 | 2042.7086 |  |  | 6744
2022-10-09 | 1898.8114 |  |  | 6745
2022-10-09 01:00 | 1843.8172 |  |  | 6746
2022-10-09 02:00 | 1806.9257 |  |  | 6747
2022-10-09 03:00 | 1765.2343 |  |  | 6748
2022-10-09 04:00 | 1786.56 |  |  | 6749
2022-10-09 05:00 | 1833.3943 |  |  | 6750
2022-10-09 06:00 | 1878.5143 |  |  | 6751
2022-10-09 07:00 | 2095.8172 |  |  | 6752
2022-10-09 08:00 | 2205.1886 |  |  | 6753
2022-10-09 09:00 | 2278.2857 |  |  | 6754
2022-10-09 10:00 | 2353.2 |  |  | 6755
2022-10-09 11:00 | 2328.8572 |  |  | 6756
2022-10-09 12:00 | 2195.1772 |  |  | 6757
2022-10-09 13:00 | 2157.8057 |  |  | 6758
2022-10-09 14:00 | 2124.3086 |  |  | 6759
2022-10-09 15:00 | 2100.0686 |  |  | 6760
2022-10-09 16:00 | 2096.16 |  |  | 6761
2022-10-09 17:00 | 2133.8743 |  |  | 6762
2022-10-09 18:00 | 2300.9829 |  |  | 6763
2022-10-09 19:00 | 2211.7714 |  |  | 6764
2022-10-09 20:00 | 2160.5143 |  |  | 6765
2022-10-09 21:00 | 2094.0343 |  |  | 6766
2022-10-09 22:00 | 2043.4629 |  |  | 6767
2022-10-09 23:00 | 1936.5943 |  |  | 6768
2022-10-10 | 1835.5543 |  |  | 6769
2022-10-10 01:00 | 1758.1371 |  |  | 6770
2022-10-10 02:00 | 1716.7543 |  |  | 6771
2022-10-10 03:00 | 1680.3429 |  |  | 6772
2022-10-10 04:00 | 1709.8286 |  |  | 6773
2022-10-10 05:00 | 1798.7314 |  |  | 6774
2022-10-10 06:00 | 2011.44 |  |  | 6775
2022-10-10 07:00 | 2230.6971 |  |  | 6776
2022-10-10 08:00 | 2383.4057 |  |  | 6777
2022-10-10 09:00 | 2618.2286 |  |  | 6778
2022-10-10 10:00 | 2797.1657 |  |  | 6779
2022-10-10 11:00 | 2791.4743 |  |  | 6780
2022-10-10 12:00 | 2711.9314 |  |  | 6781
2022-10-10 13:00 | 2649.4286 |  |  | 6782
2022-10-10 14:00 | 2641.5771 |  |  | 6783
2022-10-10 15:00 | 2627.4514 |  |  | 6784
2022-10-10 16:00 | 2688.5829 |  |  | 6785
2022-10-10 17:00 | 2835.0171 |  |  | 6786
2022-10-10 18:00 | 2829.8057 |  |  | 6787
2022-10-10 19:00 | 2651.2457 |  |  | 6788
2022-10-10 20:00 | 2486.0571 |  |  | 6789
2022-10-10 21:00 | 2303.3486 |  |  | 6790
2022-10-10 22:00 | 2199.7714 |  |  | 6791
2022-10-10 23:00 | 2064.8914 |  |  | 6792
2022-10-11 | 1934.88 |  |  | 6793
2022-10-11 01:00 | 1853.52 |  |  | 6794
2022-10-11 02:00 | 1838.5029 |  |  | 6795
2022-10-11 03:00 | 1824.3429 |  |  | 6796
2022-10-11 04:00 | 1820.6057 |  |  | 6797
2022-10-11 05:00 | 1931.76 |  |  | 6798
2022-10-11 06:00 | 2106.2743 |  |  | 6799
2022-10-11 07:00 | 2352.1372 |  |  | 6800
2022-10-11 08:00 | 2492.5029 |  |  | 6801
2022-10-11 09:00 | 2779.1657 |  |  | 6802
2022-10-11 10:00 | 2879.8972 |  |  | 6803
2022-10-11 11:00 | 2862.96 |  |  | 6804
2022-10-11 12:00 | 2794.2857 |  |  | 6805
2022-10-11 13:00 | 2712.6514 |  |  | 6806
2022-10-11 14:00 | 2687.3143 |  |  | 6807
2022-10-11 15:00 | 2730.6514 |  |  | 6808
2022-10-11 16:00 | 2786.4343 |  |  | 6809
2022-10-11 17:00 | 2832.5143 |  |  | 6810
2022-10-11 18:00 | 2800.56 |  |  | 6811
2022-10-11 19:00 | 2608.9714 |  |  | 6812
2022-10-11 20:00 | 2368.9372 |  |  | 6813
2022-10-11 21:00 | 2305.44 |  |  | 6814
2022-10-11 22:00 | 2165.4172 |  |  | 6815
2022-10-11 23:00 | 2057.4172 |  |  | 6816
2022-10-12 | 1935.0514 |  |  | 6817
2022-10-12 01:00 | 1860.6172 |  |  | 6818
2022-10-12 02:00 | 1822.3543 |  |  | 6819
2022-10-12 03:00 | 1789.2 |  |  | 6820
2022-10-12 04:00 | 1797.9429 |  |  | 6821
2022-10-12 05:00 | 1908.6857 |  |  | 6822
2022-10-12 06:00 | 2133.0514 |  |  | 6823
2022-10-12 07:00 | 2331.8057 |  |  | 6824
2022-10-12 08:00 | 2530.5943 |  |  | 6825
2022-10-12 09:00 | 2702.7086 |  |  | 6826
2022-10-12 10:00 | 2753.76 |  |  | 6827
2022-10-12 11:00 | 2780.8114 |  |  | 6828
2022-10-12 12:00 | 2707.2 |  |  | 6829
2022-10-12 13:00 | 2684.0572 |  |  | 6830
2022-10-12 14:00 | 2726.0915 |  |  | 6831
2022-10-12 15:00 | 2705.0057 |  |  | 6832
2022-10-12 16:00 | 2788.1829 |  |  | 6833
2022-10-12 17:00 | 2796.9257 |  |  | 6834
2022-10-12 18:00 | 2853.5657 |  |  | 6835
2022-10-12 19:00 | 2674.1143 |  |  | 6836
2022-10-12 20:00 | 2467.4743 |  |  | 6837
2022-10-12 21:00 | 2341.5772 |  |  | 6838
2022-10-12 22:00 | 2179.3029 |  |  | 6839
2022-10-12 23:00 | 2076.24 |  |  | 6840
2022-10-13 | 1956.72 |  |  | 6841
2022-10-13 01:00 | 1884.3771 |  |  | 6842
2022-10-13 02:00 | 1836.2057 |  |  | 6843
2022-10-13 03:00 | 1816.6971 |  |  | 6844
2022-10-13 04:00 | 1804.1486 |  |  | 6845
2022-10-13 05:00 | 1907.4514 |  |  | 6846
2022-10-13 06:00 | 2191.3371 |  |  | 6847
2022-10-13 07:00 | 2337.9771 |  |  | 6848
2022-10-13 08:00 | 2452.3886 |  |  | 6849
2022-10-13 09:00 | 2630.9829 |  |  | 6850
2022-10-13 10:00 | 2727.2229 |  |  | 6851
2022-10-13 11:00 | 2680.0457 |  |  | 6852
2022-10-13 12:00 | 2574.5486 |  |  | 6853
2022-10-13 13:00 | 2527.5771 |  |  | 6854
2022-10-13 14:00 | 2587.8857 |  |  | 6855
2022-10-13 15:00 | 2554.5257 |  |  | 6856
2022-10-13 16:00 | 2660.0571 |  |  | 6857
2022-10-13 17:00 | 2689.4057 |  |  | 6858
2022-10-13 18:00 | 2678.4 |  |  | 6859
2022-10-13 19:00 | 2469.5657 |  |  | 6860
2022-10-13 20:00 | 2251.3371 |  |  | 6861
2022-10-13 21:00 | 2060.2971 |  |  | 6862
2022-10-13 22:00 | 1982.7771 |  |  | 6863
2022-10-13 23:00 | 1891.5771 |  |  | 6864
2022-10-14 | 1811.1086 |  |  | 6865
2022-10-14 01:00 | 1752.2743 |  |  | 6866
2022-10-14 02:00 | 1687.2686 |  |  | 6867
2022-10-14 03:00 | 1642.8 |  |  | 6868
2022-10-14 04:00 | 1644.96 |  |  | 6869
2022-10-14 05:00 | 1806.0686 |  |  | 6870
2022-10-14 06:00 | 2082.96 |  |  | 6871
2022-10-14 07:00 | 2170.8 |  |  | 6872
2022-10-14 08:00 | 2295.9086 |  |  | 6873
2022-10-14 09:00 | 2568.1029 |  |  | 6874
2022-10-14 10:00 | 2644.4229 |  |  | 6875
2022-10-14 11:00 | 2665.3029 |  |  | 6876
2022-10-14 12:00 | 2557.0286 |  |  | 6877
2022-10-14 13:00 | 2500.3886 |  |  | 6878
2022-10-14 14:00 | 2544.8914 |  |  | 6879
2022-10-14 15:00 | 2586.3771 |  |  | 6880
2022-10-14 16:00 | 2605.0971 |  |  | 6881
2022-10-14 17:00 | 2675.6914 |  |  | 6882
2022-10-14 18:00 | 2729.1429 |  |  | 6883
2022-10-14 19:00 | 2514.1029 |  |  | 6884
2022-10-14 20:00 | 2316.6171 |  |  | 6885
2022-10-14 21:00 | 2163.9086 |  |  | 6886
2022-10-14 22:00 | 2025.9429 |  |  | 6887
2022-10-14 23:00 | 1924.56 |  |  | 6888
2022-10-15 | 1815.7029 |  |  | 6889
2022-10-15 01:00 | 1745.2457 |  |  | 6890
2022-10-15 02:00 | 1686.2743 |  |  | 6891
2022-10-15 03:00 | 1675.3029 |  |  | 6892
2022-10-15 04:00 | 1633.9886 |  |  | 6893
2022-10-15 05:00 | 1762.1143 |  |  | 6894
2022-10-15 06:00 | 1986.2743 |  |  | 6895
2022-10-15 07:00 | 2188.7314 |  |  | 6896
2022-10-15 08:00 | 2381.4857 |  |  | 6897
2022-10-15 09:00 | 2447.4857 |  |  | 6898
2022-10-15 10:00 | 2585.3486 |  |  | 6899
2022-10-15 11:00 | 2547.2571 |  |  | 6900
2022-10-15 12:00 | 2421.3943 |  |  | 6901
2022-10-15 13:00 | 2405.7257 |  |  | 6902
2022-10-15 14:00 | 2455.0286 |  |  | 6903
2022-10-15 15:00 | 2511.2229 |  |  | 6904
2022-10-15 16:00 | 2547.7029 |  |  | 6905
2022-10-15 17:00 | 2612.0229 |  |  | 6906
2022-10-15 18:00 | 2604.6171 |  |  | 6907
2022-10-15 19:00 | 2442.8571 |  |  | 6908
2022-10-15 20:00 | 2235.2571 |  |  | 6909
2022-10-15 21:00 | 2112.4457 |  |  | 6910
2022-10-15 22:00 | 1960.0457 |  |  | 6911
2022-10-15 23:00 | 1855.92 |  |  | 6912
2022-10-16 | 1733.2114 |  |  | 6913
2022-10-16 01:00 | 1689.3943 |  |  | 6914
2022-10-16 02:00 | 1663.1314 |  |  | 6915
2022-10-16 03:00 | 1627.8857 |  |  | 6916
2022-10-16 04:00 | 1621.92 |  |  | 6917
2022-10-16 05:00 | 1673.28 |  |  | 6918
2022-10-16 06:00 | 1766.5371 |  |  | 6919
2022-10-16 07:00 | 1968.7543 |  |  | 6920
2022-10-16 08:00 | 2002.8343 |  |  | 6921
2022-10-16 09:00 | 2120.2286 |  |  | 6922
2022-10-16 10:00 | 2164.1143 |  |  | 6923
2022-10-16 11:00 | 2199.9086 |  |  | 6924
2022-10-16 12:00 | 2048.2286 |  |  | 6925
2022-10-16 13:00 | 2060.5029 |  |  | 6926
2022-10-16 14:00 | 1974.24 |  |  | 6927
2022-10-16 15:00 | 1982.2629 |  |  | 6928
2022-10-16 16:00 | 1982.1943 |  |  | 6929
2022-10-16 17:00 | 2054.2629 |  |  | 6930
2022-10-16 18:00 | 2119.6114 |  |  | 6931
2022-10-16 19:00 | 1977.3257 |  |  | 6932
2022-10-16 20:00 | 1933.7143 |  |  | 6933
2022-10-16 21:00 | 1894.6286 |  |  | 6934
2022-10-16 22:00 | 1757.1429 |  |  | 6935
2022-10-16 23:00 | 1643.1771 |  |  | 6936
2022-10-17 | 1580.2286 |  |  | 6937
2022-10-17 01:00 | 1510.6629 |  |  | 6938
2022-10-17 02:00 | 1487.5886 |  |  | 6939
2022-10-17 03:00 | 1457.2457 |  |  | 6940
2022-10-17 04:00 | 1500.1029 |  |  | 6941
2022-10-17 05:00 | 1626.4114 |  |  | 6942
2022-10-17 06:00 | 1846.32 |  |  | 6943
2022-10-17 07:00 | 2078.2972 |  |  | 6944
2022-10-17 08:00 | 2233.2343 |  |  | 6945
2022-10-17 09:00 | 2405.3829 |  |  | 6946
2022-10-17 10:00 | 2534.7772 |  |  | 6947
2022-10-17 11:00 | 2415.5314 |  |  | 6948
2022-10-17 12:00 | 2406.7543 |  |  | 6949
2022-10-17 13:00 | 2513.28 |  |  | 6950
2022-10-17 14:00 | 2562.2057 |  |  | 6951
2022-10-17 15:00 | 2560.1143 |  |  | 6952
2022-10-17 16:00 | 2653.3029 |  |  | 6953
2022-10-17 17:00 | 2741.2114 |  |  | 6954
2022-10-17 18:00 | 2712.96 |  |  | 6955
2022-10-17 19:00 | 2533.3371 |  |  | 6956
2022-10-17 20:00 | 2357.76 |  |  | 6957
2022-10-17 21:00 | 2196.4457 |  |  | 6958
2022-10-17 22:00 | 2052.96 |  |  | 6959
2022-10-17 23:00 | 1922.0914 |  |  | 6960
2022-10-18 | 1823.0743 |  |  | 6961
2022-10-18 01:00 | 1776.2743 |  |  | 6962
2022-10-18 02:00 | 1707.0514 |  |  | 6963
2022-10-18 03:00 | 1703.8629 |  |  | 6964
2022-10-18 04:00 | 1644.72 |  |  | 6965
2022-10-18 05:00 | 1826.2971 |  |  | 6966
2022-10-18 06:00 | 2060.5714 |  |  | 6967
2022-10-18 07:00 | 2241.8743 |  |  | 6968
2022-10-18 08:00 | 2360.1943 |  |  | 6969
2022-10-18 09:00 | 2548.0457 |  |  | 6970
2022-10-18 10:00 | 2666.1257 |  |  | 6971
2022-10-18 11:00 | 2670.9943 |  |  | 6972
2022-10-18 12:00 | 2658.3429 |  |  | 6973
2022-10-18 13:00 | 2550.8914 |  |  | 6974
2022-10-18 14:00 | 2686.4229 |  |  | 6975
2022-10-18 15:00 | 2689.5429 |  |  | 6976
2022-10-18 16:00 | 2745.7372 |  |  | 6977
2022-10-18 17:00 | 2802.8571 |  |  | 6978
2022-10-18 18:00 | 2817.6 |  |  | 6979
2022-10-18 19:00 | 2596.56 |  |  | 6980
2022-10-18 20:00 | 2408.9143 |  |  | 6981
2022-10-18 21:00 | 2282.8457 |  |  | 6982
2022-10-18 22:00 | 2147.0743 |  |  | 6983
2022-10-18 23:00 | 1975.2686 |  |  | 6984
2022-10-19 | 1875.5657 |  |  | 6985
2022-10-19 01:00 | 1824 |  |  | 6986
2022-10-19 02:00 | 1801.5771 |  |  | 6987
2022-10-19 03:00 | 1752.96 |  |  | 6988
2022-10-19 04:00 | 1778.0571 |  |  | 6989
2022-10-19 05:00 | 1928.7086 |  |  | 6990
2022-10-19 06:00 | 2111.2457 |  |  | 6991
2022-10-19 07:00 | 2324.2971 |  |  | 6992
2022-10-19 08:00 | 2507.8629 |  |  | 6993
2022-10-19 09:00 | 2682.3771 |  |  | 6994
2022-10-19 10:00 | 2714.1257 |  |  | 6995
2022-10-19 11:00 | 2775.7714 |  |  | 6996
2022-10-19 12:00 | 2556.1371 |  |  | 6997
2022-10-19 13:00 | 2644.8686 |  |  | 6998
2022-10-19 14:00 | 2722.9714 |  |  | 6999
2022-10-19 15:00 | 2701.7829 |  |  | 7000
2022-10-19 16:00 | 2753.0057 |  |  | 7001
2022-10-19 17:00 | 2856 |  |  | 7002
2022-10-19 18:00 | 2821.0286 |  |  | 7003
2022-10-19 19:00 | 2582.7429 |  |  | 7004
2022-10-19 20:00 | 2394.7886 |  |  | 7005
2022-10-19 21:00 | 2219.7257 |  |  | 7006
2022-10-19 22:00 | 2085.8743 |  |  | 7007
2022-10-19 23:00 | 1941.3943 |  |  | 7008
2022-10-20 | 1780.4572 |  |  | 7009
2022-10-20 01:00 | 1748.0229 |  |  | 7010
2022-10-20 02:00 | 1675.2686 |  |  | 7011
2022-10-20 03:00 | 1652.5029 |  |  | 7012
2022-10-20 04:00 | 1683.4286 |  |  | 7013
2022-10-20 05:00 | 1781.6914 |  |  | 7014
2022-10-20 06:00 | 1971.0857 |  |  | 7015
2022-10-20 07:00 | 2198.1943 |  |  | 7016
2022-10-20 08:00 | 2253.3257 |  |  | 7017
2022-10-20 09:00 | 2523.9086 |  |  | 7018
2022-10-20 10:00 | 2576.16 |  |  | 7019
2022-10-20 11:00 | 2566.2172 |  |  | 7020
2022-10-20 12:00 | 2377.7143 |  |  | 7021
2022-10-20 13:00 | 2448.7543 |  |  | 7022
2022-10-20 14:00 | 2498.4686 |  |  | 7023
2022-10-20 15:00 | 2541.0514 |  |  | 7024
2022-10-20 16:00 | 2608.7314 |  |  | 7025
2022-10-20 17:00 | 2698.1486 |  |  | 7026
2022-10-20 18:00 | 2679.4286 |  |  | 7027
2022-10-20 19:00 | 2413.9886 |  |  | 7028
2022-10-20 20:00 | 2262.3086 |  |  | 7029
2022-10-20 21:00 | 2132.8457 |  |  | 7030
2022-10-20 22:00 | 2014.1486 |  |  | 7031
2022-10-20 23:00 | 1903.8857 |  |  | 7032
2022-10-21 | 1791.9429 |  |  | 7033
2022-10-21 01:00 | 1718.9829 |  |  | 7034
2022-10-21 02:00 | 1698.2057 |  |  | 7035
2022-10-21 03:00 | 1656.5829 |  |  | 7036
2022-10-21 04:00 | 1675.92 |  |  | 7037
2022-10-21 05:00 | 1795.8171 |  |  | 7038
2022-10-21 06:00 | 2026.5943 |  |  | 7039
2022-10-21 07:00 | 2215.0629 |  |  | 7040
2022-10-21 08:00 | 2297.1086 |  |  | 7041
2022-10-21 09:00 | 2524.7657 |  |  | 7042
2022-10-21 10:00 | 2617.5772 |  |  | 7043
2022-10-21 11:00 | 2682.8572 |  |  | 7044
2022-10-21 12:00 | 2575.7829 |  |  | 7045
2022-10-21 13:00 | 2521.2686 |  |  | 7046
2022-10-21 14:00 | 2555.04 |  |  | 7047
2022-10-21 15:00 | 2559.6343 |  |  | 7048
2022-10-21 16:00 | 2588.6743 |  |  | 7049
2022-10-21 17:00 | 2646.9943 |  |  | 7050
2022-10-21 18:00 | 2678.9143 |  |  | 7051
2022-10-21 19:00 | 2474.7429 |  |  | 7052
2022-10-21 20:00 | 2300.9829 |  |  | 7053
2022-10-21 21:00 | 2168.2971 |  |  | 7054
2022-10-21 22:00 | 2003.6229 |  |  | 7055
2022-10-21 23:00 | 1838.7086 |  |  | 7056
2022-10-22 | 1747.8857 |  |  | 7057
2022-10-22 01:00 | 1699.5771 |  |  | 7058
2022-10-22 02:00 | 1674.6857 |  |  | 7059
2022-10-22 03:00 | 1608.8571 |  |  | 7060
2022-10-22 04:00 | 1612.4571 |  |  | 7061
2022-10-22 05:00 | 1705.8514 |  |  | 7062
2022-10-22 06:00 | 1781.1429 |  |  | 7063
2022-10-22 07:00 | 2009.8286 |  |  | 7064
2022-10-22 08:00 | 2267.2114 |  |  | 7065
2022-10-22 09:00 | 2489.7943 |  |  | 7066
2022-10-22 10:00 | 2569.2 |  |  | 7067
2022-10-22 11:00 | 2537.4172 |  |  | 7068
2022-10-22 12:00 | 2408.8114 |  |  | 7069
2022-10-22 13:00 | 2293.1314 |  |  | 7070
2022-10-22 14:00 | 2286.24 |  |  | 7071
2022-10-22 15:00 | 2280.48 |  |  | 7072
2022-10-22 16:00 | 2276.2972 |  |  | 7073
2022-10-22 17:00 | 2396.3657 |  |  | 7074
2022-10-22 18:00 | 2419.9543 |  |  | 7075
2022-10-22 19:00 | 2199.2914 |  |  | 7076
2022-10-22 20:00 | 2112.2057 |  |  | 7077
2022-10-22 21:00 | 2001.7371 |  |  | 7078
2022-10-22 22:00 | 1866.0686 |  |  | 7079
2022-10-22 23:00 | 1729.8514 |  |  | 7080
2022-10-23 | 1561.8514 |  |  | 7081
2022-10-23 01:00 | 1540.0457 |  |  | 7082
2022-10-23 02:00 | 1494.0343 |  |  | 7083
2022-10-23 03:00 | 1470.3772 |  |  | 7084
2022-10-23 04:00 | 1468.32 |  |  | 7085
2022-10-23 05:00 | 1529.28 |  |  | 7086
2022-10-23 06:00 | 1643.2457 |  |  | 7087
2022-10-23 07:00 | 1778.7429 |  |  | 7088
2022-10-23 08:00 | 1897.44 |  |  | 7089
2022-10-23 09:00 | 2014.9029 |  |  | 7090
2022-10-23 10:00 | 2066.88 |  |  | 7091
2022-10-23 11:00 | 2041.2343 |  |  | 7092
2022-10-23 12:00 | 1911.5657 |  |  | 7093
2022-10-23 13:00 | 1884.8229 |  |  | 7094
2022-10-23 14:00 | 1783.0629 |  |  | 7095
2022-10-23 15:00 | 1779.36 |  |  | 7096
2022-10-23 16:00 | 1779.0172 |  |  | 7097
2022-10-23 17:00 | 1945.6457 |  |  | 7098
2022-10-23 18:00 | 1977.1886 |  |  | 7099
2022-10-23 19:00 | 1933.0286 |  |  | 7100
2022-10-23 20:00 | 1842.9257 |  |  | 7101
2022-10-23 21:00 | 1789.1657 |  |  | 7102
2022-10-23 22:00 | 1655.2457 |  |  | 7103
2022-10-23 23:00 | 1548.2057 |  |  | 7104
2022-10-24 | 1455.9772 |  |  | 7105
2022-10-24 01:00 | 1388.64 |  |  | 7106
2022-10-24 02:00 | 1376.0229 |  |  | 7107
2022-10-24 03:00 | 1346.2629 |  |  | 7108
2022-10-24 04:00 | 1368 |  |  | 7109
2022-10-24 05:00 | 1434.3086 |  |  | 7110
2022-10-24 06:00 | 1527.5657 |  |  | 7111
2022-10-24 07:00 | 1762.6286 |  |  | 7112
2022-10-24 08:00 | 1855.8857 |  |  | 7113
2022-10-24 09:00 | 1892.64 |  |  | 7114
2022-10-24 10:00 | 1838.4686 |  |  | 7115
2022-10-24 11:00 | 1820.16 |  |  | 7116
2022-10-24 12:00 | 1661.4172 |  |  | 7117
2022-10-24 13:00 | 1601.4172 |  |  | 7118
2022-10-24 14:00 | 1507.8172 |  |  | 7119
2022-10-24 15:00 | 1511.5886 |  |  | 7120
2022-10-24 16:00 | 1537.9886 |  |  | 7121
2022-10-24 17:00 | 1699.1314 |  |  | 7122
2022-10-24 18:00 | 1867.1314 |  |  | 7123
2022-10-24 19:00 | 1729.7829 |  |  | 7124
2022-10-24 20:00 | 1633.92 |  |  | 7125
2022-10-24 21:00 | 1576.4572 |  |  | 7126
2022-10-24 22:00 | 1522.1486 |  |  | 7127
2022-10-24 23:00 | 1455.36 |  |  | 7128
2022-10-25 | 1382.5714 |  |  | 7129
2022-10-25 01:00 | 1319.8286 |  |  | 7130
2022-10-25 02:00 | 1280.7429 |  |  | 7131
2022-10-25 03:00 | 1253.52 |  |  | 7132
2022-10-25 04:00 | 1259.3486 |  |  | 7133
2022-10-25 05:00 | 1296.4114 |  |  | 7134
2022-10-25 06:00 | 1363.3714 |  |  | 7135
2022-10-25 07:00 | 1513.0971 |  |  | 7136
2022-10-25 08:00 | 1574.6743 |  |  | 7137
2022-10-25 09:00 | 1625.8972 |  |  | 7138
2022-10-25 10:00 | 1660.5257 |  |  | 7139
2022-10-25 11:00 | 1632.3086 |  |  | 7140
2022-10-25 12:00 | 1540.3886 |  |  | 7141
2022-10-25 13:00 | 1473.7029 |  |  | 7142
2022-10-25 14:00 | 1405.3371 |  |  | 7143
2022-10-25 15:00 | 1404.6857 |  |  | 7144
2022-10-25 16:00 | 1443.8743 |  |  | 7145
2022-10-25 17:00 | 1755.6 |  |  | 7146
2022-10-25 18:00 | 2163.8057 |  |  | 7147
2022-10-25 19:00 | 1839.8743 |  |  | 7148
2022-10-25 20:00 | 1702.4229 |  |  | 7149
2022-10-25 21:00 | 1593.9771 |  |  | 7150
2022-10-25 22:00 | 1510.1143 |  |  | 7151
2022-10-25 23:00 | 1372.1143 |  |  | 7152
2022-10-26 | 1307.6914 |  |  | 7153
2022-10-26 01:00 | 1282.3543 |  |  | 7154
2022-10-26 02:00 | 1251.0514 |  |  | 7155
2022-10-26 03:00 | 1242.3771 |  |  | 7156
2022-10-26 04:00 | 1274.4343 |  |  | 7157
2022-10-26 05:00 | 1372.5257 |  |  | 7158
2022-10-26 06:00 | 1499.28 |  |  | 7159
2022-10-26 07:00 | 1725.5657 |  |  | 7160
2022-10-26 08:00 | 1873.3371 |  |  | 7161
2022-10-26 09:00 | 1974.0686 |  |  | 7162
2022-10-26 10:00 | 1944.3429 |  |  | 7163
2022-10-26 11:00 | 1888.56 |  |  | 7164
2022-10-26 12:00 | 1793.1429 |  |  | 7165
2022-10-26 13:00 | 1705.44 |  |  | 7166
2022-10-26 14:00 | 1653.3943 |  |  | 7167
2022-10-26 15:00 | 1648.6286 |  |  | 7168
2022-10-26 16:00 | 1700.5029 |  |  | 7169
2022-10-26 17:00 | 1845.9771 |  |  | 7170
2022-10-26 18:00 | 1956.8229 |  |  | 7171
2022-10-26 19:00 | 1906.8686 |  |  | 7172
2022-10-26 20:00 | 1810.6972 |  |  | 7173
2022-10-26 21:00 | 1731.8743 |  |  | 7174
2022-10-26 22:00 | 1622.4 |  |  | 7175
2022-10-26 23:00 | 1509.12 |  |  | 7176
2022-10-27 | 1414.8343 |  |  | 7177
2022-10-27 01:00 | 1368.96 |  |  | 7178
2022-10-27 02:00 | 1349.9657 |  |  | 7179
2022-10-27 03:00 | 1316.2972 |  |  | 7180
2022-10-27 04:00 | 1329.8057 |  |  | 7181
2022-10-27 05:00 | 1427.4514 |  |  | 7182
2022-10-27 06:00 | 1588.0457 |  |  | 7183
2022-10-27 07:00 | 1800.8914 |  |  | 7184
2022-10-27 08:00 | 1945.3029 |  |  | 7185
2022-10-27 09:00 | 2118.8572 |  |  | 7186
2022-10-27 10:00 | 2226.1029 |  |  | 7187
2022-10-27 11:00 | 2191.4743 |  |  | 7188
2022-10-27 12:00 | 2046.1715 |  |  | 7189
2022-10-27 13:00 | 1988.8457 |  |  | 7190
2022-10-27 14:00 | 1992 |  |  | 7191
2022-10-27 15:00 | 1983.9772 |  |  | 7192
2022-10-27 16:00 | 2074.9715 |  |  | 7193
2022-10-27 17:00 | 2163.6343 |  |  | 7194
2022-10-27 18:00 | 2164.2514 |  |  | 7195
2022-10-27 19:00 | 2011.3372 |  |  | 7196
2022-10-27 20:00 | 1912.3886 |  |  | 7197
2022-10-27 21:00 | 1808.9143 |  |  | 7198
2022-10-27 22:00 | 1703.3143 |  |  | 7199
2022-10-27 23:00 | 1600.1829 |  |  | 7200
2022-10-28 | 1531.5429 |  |  | 7201
2022-10-28 01:00 | 1497.6 |  |  | 7202
2022-10-28 02:00 | 1488.3429 |  |  | 7203
2022-10-28 03:00 | 1462.9714 |  |  | 7204
2022-10-28 04:00 | 1449.2571 |  |  | 7205
2022-10-28 05:00 | 1593.9429 |  |  | 7206
2022-10-28 06:00 | 1767.7714 |  |  | 7207
2022-10-28 07:00 | 1961.4857 |  |  | 7208
2022-10-28 08:00 | 2066.4 |  |  | 7209
2022-10-28 09:00 | 2373.2571 |  |  | 7210
2022-10-28 10:00 | 2478.5143 |  |  | 7211
2022-10-28 11:00 | 2460.6857 |  |  | 7212
2022-10-28 12:00 | 2301.6 |  |  | 7213
2022-10-28 13:00 | 2167.5429 |  |  | 7214
2022-10-28 14:00 | 2190.1714 |  |  | 7215
2022-10-28 15:00 | 2228.9143 |  |  | 7216
2022-10-28 16:00 | 2266.9714 |  |  | 7217
2022-10-28 17:00 | 2389.7143 |  |  | 7218
2022-10-28 18:00 | 2405.8286 |  |  | 7219
2022-10-28 19:00 | 2242.6286 |  |  | 7220
2022-10-28 20:00 | 2090.4 |  |  | 7221
2022-10-28 21:00 | 1927.5429 |  |  | 7222
2022-10-28 22:00 | 1820.5714 |  |  | 7223
2022-10-28 23:00 | 1707.0857 |  |  | 7224
2022-10-29 | 1609.9543 |  |  | 7225
2022-10-29 01:00 | 1578.7543 |  |  | 7226
2022-10-29 02:00 | 1522.2857 |  |  | 7227
2022-10-29 03:00 | 1505.3143 |  |  | 7228
2022-10-29 04:00 | 1501.1657 |  |  | 7229
2022-10-29 05:00 | 1625.8971 |  |  | 7230
2022-10-29 06:00 | 1847.52 |  |  | 7231
2022-10-29 07:00 | 1983.8057 |  |  | 7232
2022-10-29 08:00 | 2137.92 |  |  | 7233
2022-10-29 09:00 | 2420.8457 |  |  | 7234
2022-10-29 10:00 | 2509.1314 |  |  | 7235
2022-10-29 11:00 | 2480.5714 |  |  | 7236
2022-10-29 12:00 | 2301.9429 |  |  | 7237
2022-10-29 13:00 | 2317.3029 |  |  | 7238
2022-10-29 14:00 | 2290.6286 |  |  | 7239
2022-10-29 15:00 | 2304.1714 |  |  | 7240
2022-10-29 16:00 | 2386.6971 |  |  | 7241
2022-10-29 17:00 | 2468.7771 |  |  | 7242
2022-10-29 18:00 | 2471.7257 |  |  | 7243
2022-10-29 19:00 | 2299.6457 |  |  | 7244
2022-10-29 20:00 | 2103.6343 |  |  | 7245
2022-10-29 21:00 | 1953.36 |  |  | 7246
2022-10-29 22:00 | 1863.8743 |  |  | 7247
2022-10-29 23:00 | 1716.1029 |  |  | 7248
2022-10-30 | 1608.6857 |  |  | 7249
2022-10-30 01:00 | 1565.8286 |  |  | 7250
2022-10-30 02:00 | 1523.2457 |  |  | 7251
2022-10-30 03:00 | 1534.9029 |  |  | 7252
2022-10-30 04:00 | 1521.1886 |  |  | 7253
2022-10-30 05:00 | 1567.9543 |  |  | 7254
2022-10-30 06:00 | 1660.5943 |  |  | 7255
2022-10-30 07:00 | 1891.8857 |  |  | 7256
2022-10-30 08:00 | 1977.7372 |  |  | 7257
2022-10-30 09:00 | 2143.68 |  |  | 7258
2022-10-30 10:00 | 2253.8743 |  |  | 7259
2022-10-30 11:00 | 2162.4686 |  |  | 7260
2022-10-30 12:00 | 2059.1314 |  |  | 7261
2022-10-30 13:00 | 1924.8 |  |  | 7262
2022-10-30 14:00 | 1852.9372 |  |  | 7263
2022-10-30 15:00 | 1784.9829 |  |  | 7264
2022-10-30 16:00 | 1841.3486 |  |  | 7265
2022-10-30 17:00 | 1983.84 |  |  | 7266
2022-10-30 18:00 | 2027.5886 |  |  | 7267
2022-10-30 19:00 | 1940.7086 |  |  | 7268
2022-10-30 20:00 | 1875.4286 |  |  | 7269
2022-10-30 21:00 | 1772.2972 |  |  | 7270
2022-10-30 22:00 | 1685.3486 |  |  | 7271
2022-10-30 23:00 | 1595.5886 |  |  | 7272
2022-10-31 | 1501.6457 |  |  | 7273
2022-10-31 01:00 | 1457.1429 |  |  | 7274
2022-10-31 02:00 | 1438.7657 |  |  | 7275
2022-10-31 03:00 | 1420.6629 |  |  | 7276
2022-10-31 04:00 | 1472.0229 |  |  | 7277
2022-10-31 05:00 | 1618.6972 |  |  | 7278
2022-10-31 06:00 | 1841.4172 |  |  | 7279
2022-10-31 07:00 | 2015.7943 |  |  | 7280
2022-10-31 08:00 | 2189.9657 |  |  | 7281
2022-10-31 09:00 | 2438.4 |  |  | 7282
2022-10-31 10:00 | 2553.4629 |  |  | 7283
2022-10-31 11:00 | 2445.3943 |  |  | 7284
2022-10-31 12:00 | 2294.9486 |  |  | 7285
2022-10-31 13:00 | 2314.3543 |  |  | 7286
2022-10-31 14:00 | 2297.1429 |  |  | 7287
2022-10-31 15:00 | 2299.2686 |  |  | 7288
2022-10-31 16:00 | 2382.24 |  |  | 7289
2022-10-31 17:00 | 2497.3029 |  |  | 7290
2022-10-31 18:00 | 2433.6 |  |  | 7291
2022-10-31 19:00 | 2218.4914 |  |  | 7292
2022-10-31 20:00 | 2037.9429 |  |  | 7293
2022-10-31 21:00 | 1891.8857 |  |  | 7294
2022-10-31 22:00 | 1761.5314 |  |  | 7295
2022-10-31 23:00 | 1644.7543 |  |  | 7296
2022-11-01 | 1594.1829 | 625.3975 |  | 7297
2022-11-01 01:00 | 1521.6686 | 584.73 |  | 7298
2022-11-01 02:00 | 1520.16 | 578.02 |  | 7299
2022-11-01 03:00 | 1464.1029 | 565.84 |  | 7300
2022-11-01 04:00 | 1480.9371 | 550.5925 |  | 7301
2022-11-01 05:00 | 1642.2171 | 624.93 |  | 7302
2022-11-01 06:00 | 1924.7314 | 711.565 |  | 7303
2022-11-01 07:00 | 2149.8172 | 877.2625 |  | 7304
2022-11-01 08:00 | 2290.4914 | 913.995 |  | 7305
2022-11-01 09:00 | 2470.5943 | 929.3925 |  | 7306
2022-11-01 10:00 | 2538.8229 | 991.0975 |  | 7307
2022-11-01 11:00 | 2505.84 | 927.8475 |  | 7308
2022-11-01 12:00 | 2373.36 | 951.36 |  | 7309
2022-11-01 13:00 | 2312.88 | 894.63 |  | 7310
2022-11-01 14:00 | 2373.7372 | 915.6925 |  | 7311
2022-11-01 15:00 | 2380.1143 | 904.4625 |  | 7312
2022-11-01 16:00 | 2388.8229 | 932.95 |  | 7313
2022-11-01 17:00 | 2576.7771 | 963.0125 |  | 7314
2022-11-01 18:00 | 2528.9829 | 947.2825 |  | 7315
2022-11-01 19:00 | 2327.4857 | 1003.825 |  | 7316
2022-11-01 20:00 | 2111.4857 | 952.76 |  | 7317
2022-11-01 21:00 | 1965.8057 | 862.89 |  | 7318
2022-11-01 22:00 | 1804.2171 | 799.825 |  | 7319
2022-11-01 23:00 | 1689.0857 | 725.4025 |  | 7320
2022-11-02 | 1579.0971 | 658.6575 |  | 7321
2022-11-02 01:00 | 1548.1371 | 623.265 |  | 7322
2022-11-02 02:00 | 1532.4 | 617.8975 |  | 7323
2022-11-02 03:00 | 1492.2171 | 603.66 |  | 7324
2022-11-02 04:00 | 1505.9657 | 586.38 |  | 7325
2022-11-02 05:00 | 1662.9257 | 633.8625 |  | 7326
2022-11-02 06:00 | 1925.8971 | 744.7875 |  | 7327
2022-11-02 07:00 | 2138.7771 | 940.6275 |  | 7328
2022-11-02 08:00 | 2307.4629 | 939.9725 |  | 7329
2022-11-02 09:00 | 2566.08 | 979.9475 |  | 7330
2022-11-02 10:00 | 2631.3257 | 1035.8025 |  | 7331
2022-11-02 11:00 | 2532.8229 | 980.8425 |  | 7332
2022-11-02 12:00 | 2388.8229 | 956.86 |  | 7333
2022-11-02 13:00 | 2342.0229 | 908.74 |  | 7334
2022-11-02 14:00 | 2422.0114 | 912.2975 |  | 7335
2022-11-02 15:00 | 2461.5771 | 940.51 |  | 7336
2022-11-02 16:00 | 2504.8457 | 953.0275 |  | 7337
2022-11-02 17:00 | 2645.3486 | 985.5625 |  | 7338
2022-11-02 18:00 | 2597.6914 | 991.7425 |  | 7339
2022-11-02 19:00 | 2376.9257 | 1057.28 |  | 7340
2022-11-02 20:00 | 2142.8229 | 1000.9825 |  | 7341
2022-11-02 21:00 | 2020.3543 | 882.3825 |  | 7342
2022-11-02 22:00 | 1899.7371 | 822.4875 |  | 7343
2022-11-02 23:00 | 1769.2457 | 756.1475 |  | 7344
2022-11-03 | 1649.28 | 684.8825 |  | 7345
2022-11-03 01:00 | 1585.6457 | 642.6 |  | 7346
2022-11-03 02:00 | 1568.8457 | 630.8375 |  | 7347
2022-11-03 03:00 | 1558.7314 | 607.08 |  | 7348
2022-11-03 04:00 | 1587.0171 | 629.9925 |  | 7349
2022-11-03 05:00 | 1762.08 | 648.7125 |  | 7350
2022-11-03 06:00 | 2021.3829 | 705.1825 |  | 7351
2022-11-03 07:00 | 2230.6971 | 960.6025 |  | 7352
2022-11-03 08:00 | 2396.9486 | 1008.3925 |  | 7353
2022-11-03 09:00 | 2493.7372 | 970.805 |  | 7354
2022-11-03 10:00 | 2661.3257 | 1028.435 |  | 7355
2022-11-03 11:00 | 2655.7371 | 1009.65 |  | 7356
2022-11-03 12:00 | 2465.6914 | 1019.185 |  | 7357
2022-11-03 13:00 | 2465.4857 | 930.3325 |  | 7358
2022-11-03 14:00 | 2524.56 | 993 |  | 7359
2022-11-03 15:00 | 2520 | 966.715 |  | 7360
2022-11-03 16:00 | 2542.9714 | 1012.1 |  | 7361
2022-11-03 17:00 | 2672.7086 | 1023.23 |  | 7362
2022-11-03 18:00 | 2638.4229 | 1022.925 |  | 7363
2022-11-03 19:00 | 2435.28 | 1079.6725 |  | 7364
2022-11-03 20:00 | 2199.1543 | 1011.27 |  | 7365
2022-11-03 21:00 | 2070.96 | 906.045 |  | 7366
2022-11-03 22:00 | 1949.4171 | 843.1775 |  | 7367
2022-11-03 23:00 | 1787.5543 | 773.92 |  | 7368
2022-11-04 | 1810.0457 | 730.98 |  | 7369
2022-11-04 01:00 | 1750.4229 | 717.7175 |  | 7370
2022-11-04 02:00 | 1689.9429 | 712.8875 |  | 7371
2022-11-04 03:00 | 1646.1257 | 701.3 |  | 7372
2022-11-04 04:00 | 1626.24 | 699.305 |  | 7373
2022-11-04 05:00 | 1849.9543 | 714.175 |  | 7374
2022-11-04 06:00 | 2072.6743 | 748.4175 |  | 7375
2022-11-04 07:00 | 2340.6857 | 960.6725 |  | 7376
2022-11-04 08:00 | 2470.4914 | 1048.165 |  | 7377
2022-11-04 09:00 | 2745.7371 | 1057.3775 |  | 7378
2022-11-04 10:00 | 2808.5486 | 1102.9525 |  | 7379
2022-11-04 11:00 | 2729.1086 | 1066.875 |  | 7380
2022-11-04 12:00 | 2629.1657 | 1019.9 |  | 7381
2022-11-04 13:00 | 2538.2057 | 954.7125 |  | 7382
2022-11-04 14:00 | 2531.7943 | 998.6225 |  | 7383
2022-11-04 15:00 | 2552.0229 | 984.6875 |  | 7384
2022-11-04 16:00 | 2573.2457 | 1051.4875 |  | 7385
2022-11-04 17:00 | 2695.68 | 1029.0825 |  | 7386
2022-11-04 18:00 | 2646.3771 | 1042.4375 |  | 7387
2022-11-04 19:00 | 2419.68 | 1061.29 |  | 7388
2022-11-04 20:00 | 2222.7429 | 1001.93 |  | 7389
2022-11-04 21:00 | 2080.1143 | 950.285 |  | 7390
2022-11-04 22:00 | 1992.8914 | 859.7225 |  | 7391
2022-11-04 23:00 | 1869.8743 | 787.1375 |  | 7392
2022-11-05 | 1748.8457 | 736.7625 |  | 7393
2022-11-05 01:00 | 1696.1486 | 702.0975 |  | 7394
2022-11-05 02:00 | 1681.8514 | 685.8925 |  | 7395
2022-11-05 03:00 | 1635.0171 | 655.2775 |  | 7396
2022-11-05 04:00 | 1635.7714 | 649.14 |  | 7397
2022-11-05 05:00 | 1793.4857 | 677.54 |  | 7398
2022-11-05 06:00 | 2015.8286 | 739.2825 |  | 7399
2022-11-05 07:00 | 2243.8286 | 924.585 |  | 7400
2022-11-05 08:00 | 2405.3486 | 996.8775 |  | 7401
2022-11-05 09:00 | 2615.6571 | 1024.5975 |  | 7402
2022-11-05 10:00 | 2994.6857 | 1031.13 |  | 7403
2022-11-05 11:00 | 2760.5486 | 992.6725 |  | 7404
2022-11-05 12:00 | 2609.1429 | 964.6825 |  | 7405
2022-11-05 13:00 | 2573.7943 | 882.4 |  | 7406
2022-11-05 14:00 | 2551.8514 | 947.665 |  | 7407
2022-11-05 15:00 | 2535.1886 | 973.6425 |  | 7408
2022-11-05 16:00 | 2643.3257 | 1003.77 |  | 7409
2022-11-05 17:00 | 2763.7029 | 976.12 |  | 7410
2022-11-05 18:00 | 2694.1714 | 1006.79 |  | 7411
2022-11-05 19:00 | 2779.4743 | 1027.3075 |  | 7412
2022-11-05 20:00 | 2307.0857 | 968.215 |  | 7413
2022-11-05 21:00 | 2137.6457 | 908.755 |  | 7414
2022-11-05 22:00 | 2048.9143 | 805.1375 |  | 7415
2022-11-05 23:00 | 1944.1714 | 760.1025 |  | 7416
2022-11-06 | 1806.1371 | 635.1475 |  | 7417
2022-11-06 01:00 | 1702.0114 | 629.7075 |  | 7418
2022-11-06 02:00 | 1698.6514 | 613.805 |  | 7419
2022-11-06 03:00 | 1659.4629 | 602.755 |  | 7420
2022-11-06 04:00 | 1675.6114 | 604.0575 |  | 7421
2022-11-06 05:00 | 1735.9886 | 585.7475 |  | 7422
2022-11-06 06:00 | 1875.0514 | 597.6425 |  | 7423
2022-11-06 07:00 | 2052.1371 | 671.5025 |  | 7424
2022-11-06 08:00 | 2150.1257 | 757.6775 |  | 7425
2022-11-06 09:00 | 2347.5086 | 775.8975 |  | 7426
2022-11-06 10:00 | 2402.7771 | 777.7275 |  | 7427
2022-11-06 11:00 | 2403.4629 | 786.91 |  | 7428
2022-11-06 12:00 | 2269.5772 | 742.585 |  | 7429
2022-11-06 13:00 | 2094.8229 | 735.6175 |  | 7430
2022-11-06 14:00 | 2063.1772 | 716.855 |  | 7431
2022-11-06 15:00 | 2040.2743 | 722.1975 |  | 7432
2022-11-06 16:00 | 2039.28 | 693.405 |  | 7433
2022-11-06 17:00 | 2195.2457 | 686.9725 |  | 7434
2022-11-06 18:00 | 2171.1772 | 740.0975 |  | 7435
2022-11-06 19:00 | 2083.8172 | 742.9175 |  | 7436
2022-11-06 20:00 | 2000.9143 | 750.1975 |  | 7437
2022-11-06 21:00 | 1921.7143 | 689.95 |  | 7438
2022-11-06 22:00 | 1819.7486 | 632.245 |  | 7439
2022-11-06 23:00 | 1730.0571 | 614.1925 |  | 7440
2022-11-07 | 1624.08 | 573.02 |  | 7441
2022-11-07 01:00 | 1566.9257 | 548.35 |  | 7442
2022-11-07 02:00 | 1538.1943 | 513.67 |  | 7443
2022-11-07 03:00 | 1515.6 | 502.275 |  | 7444
2022-11-07 04:00 | 1554.1029 | 496.69 |  | 7445
2022-11-07 05:00 | 1723.6114 | 523.5375 |  | 7446
2022-11-07 06:00 | 1996.2514 | 613.445 |  | 7447
2022-11-07 07:00 | 2218.2857 | 805.88 |  | 7448
2022-11-07 08:00 | 2395.5772 | 867.3225 |  | 7449
2022-11-07 09:00 | 2590.4229 | 931.63 |  | 7450
2022-11-07 10:00 | 2733.84 | 956.52 |  | 7451
2022-11-07 11:00 | 2701.8514 | 921.8575 |  | 7452
2022-11-07 12:00 | 2541.1886 | 941.9325 |  | 7453
2022-11-07 13:00 | 2511.0514 | 922.1725 |  | 7454
2022-11-07 14:00 | 2523.4971 | 911.0775 |  | 7455
2022-11-07 15:00 | 2546.64 | 879.6625 |  | 7456
2022-11-07 16:00 | 2576.2286 | 991.0675 |  | 7457
2022-11-07 17:00 | 2714.16 | 941.8375 |  | 7458
2022-11-07 18:00 | 2612.7086 | 960.5875 |  | 7459
2022-11-07 19:00 | 2396.64 | 964.27 |  | 7460
2022-11-07 20:00 | 2215.3371 | 907.8375 |  | 7461
2022-11-07 21:00 | 2079.0514 | 839.8725 |  | 7462
2022-11-07 22:00 | 1966.5257 | 751.235 |  | 7463
2022-11-07 23:00 | 1868.6057 | 714.5425 |  | 7464
2022-11-08 | 1779.0171 | 670.885 |  | 7465
2022-11-08 01:00 | 1750.08 | 594.335 |  | 7466
2022-11-08 02:00 | 1693.0286 | 582.2675 |  | 7467
2022-11-08 03:00 | 1726.2171 | 609.735 |  | 7468
2022-11-08 04:00 | 1733.28 | 599.6475 |  | 7469
2022-11-08 05:00 | 1811.7257 | 648.045 |  | 7470
2022-11-08 06:00 | 1956 | 642.7425 |  | 7471
2022-11-08 07:00 | 2180.0914 | 804.66 |  | 7472
2022-11-08 08:00 | 2438.9486 | 889.065 |  | 7473
2022-11-08 09:00 | 2717.76 | 913.5975 |  | 7474
2022-11-08 10:00 | 2799.9771 | 927.82 |  | 7475
2022-11-08 11:00 | 2741.0743 | 913.6175 |  | 7476
2022-11-08 12:00 | 2604.48 | 906.7725 |  | 7477
2022-11-08 13:00 | 2581.5086 | 797.07 |  | 7478
2022-11-08 14:00 | 2532.8914 | 863.9975 |  | 7479
2022-11-08 15:00 | 2518.2857 | 904.2 |  | 7480
2022-11-08 16:00 | 2629.5086 | 920.165 |  | 7481
2022-11-08 17:00 | 2903.8629 | 895.6975 |  | 7482
2022-11-08 18:00 | 2886.8571 | 908.295 |  | 7483
2022-11-08 19:00 | 2501.1429 | 964.5475 |  | 7484
2022-11-08 20:00 | 2187.2914 | 929.905 |  | 7485
2022-11-08 21:00 | 2078.5371 | 798.2525 |  | 7486
2022-11-08 22:00 | 2027.6571 | 703.725 |  | 7487
2022-11-08 23:00 | 1817.6914 | 635.5975 |  | 7488
2022-11-09 | 1721.1086 | 0 |  | 7489
2022-11-09 01:00 | 1669.8514 | 0 |  | 7490
2022-11-09 02:00 | 1645.0971 | 0 |  | 7491
2022-11-09 03:00 | 1639.6457 | 0 |  | 7492
2022-11-09 04:00 | 1665.1543 | 0 |  | 7493
2022-11-09 05:00 | 1812.9257 | 0 |  | 7494
2022-11-09 06:00 | 2066.9486 | 0 |  | 7495
2022-11-09 07:00 | 2245.9543 | 0 |  | 7496
2022-11-09 08:00 | 2374.8343 | 0 |  | 7497
2022-11-09 09:00 | 2620.1829 | 0 |  | 7498
2022-11-09 10:00 | 2649.5314 | 0 |  | 7499
2022-11-09 11:00 | 2690.3657 | 0 |  | 7500
2022-11-09 12:00 | 2580.7543 | 0 |  | 7501
2022-11-09 13:00 | 2541.84 | 0 |  | 7502
2022-11-09 14:00 | 2573.6572 | 0 |  | 7503
2022-11-09 15:00 | 2561.7943 | 0 |  | 7504
2022-11-09 16:00 | 2628.24 | 0 |  | 7505
2022-11-09 17:00 | 2745.0172 | 0 |  | 7506
2022-11-09 18:00 | 2654.9143 | 0 |  | 7507
2022-11-09 19:00 | 2417.76 | 0 |  | 7508
2022-11-09 20:00 | 2215.0286 | 0 |  | 7509
2022-11-09 21:00 | 2081.7943 | 0 |  | 7510
2022-11-09 22:00 | 1975.7829 | 0 |  | 7511
2022-11-09 23:00 | 1841.2457 | 0 |  | 7512
2022-11-10 | 1728.4114 | 706.2175 |  | 7513
2022-11-10 01:00 | 1701.7714 | 669.8125 |  | 7514
2022-11-10 02:00 | 1642.4914 | 651.545 |  | 7515
2022-11-10 03:00 | 1620.1371 | 646.395 |  | 7516
2022-11-10 04:00 | 1626.2057 | 642.975 |  | 7517
2022-11-10 05:00 | 1788.8914 | 673.0375 |  | 7518
2022-11-10 06:00 | 2061.9771 | 751.635 |  | 7519
2022-11-10 07:00 | 2253.0857 | 878.795 |  | 7520
2022-11-10 08:00 | 2472.4457 | 991.9325 |  | 7521
2022-11-10 09:00 | 2660.3314 | 992.595 |  | 7522
2022-11-10 10:00 | 2764.2857 | 993.9575 |  | 7523
2022-11-10 11:00 | 2696.9143 | 964.17 |  | 7524
2022-11-10 12:00 | 2553.6686 | 986.8825 |  | 7525
2022-11-10 13:00 | 2524.4914 | 940.5875 |  | 7526
2022-11-10 14:00 | 2581.9886 | 980.7175 |  | 7527
2022-11-10 15:00 | 2574.4114 | 953.355 |  | 7528
2022-11-10 16:00 | 2590.3543 | 1015.07 |  | 7529
2022-11-10 17:00 | 2697.6686 | 1008.6525 |  | 7530
2022-11-10 18:00 | 2643.7372 | 1007.62 |  | 7531
2022-11-10 19:00 | 2438.6057 | 1031.4275 |  | 7532
2022-11-10 20:00 | 2212.32 | 927.8525 |  | 7533
2022-11-10 21:00 | 2070.6514 | 872.35 |  | 7534
2022-11-10 22:00 | 1946.2629 | 790.005 |  | 7535
2022-11-10 23:00 | 1854.72 | 703.9875 |  | 7536
2022-11-11 | 1754.5029 | 665.14 |  | 7537
2022-11-11 01:00 | 1688.4343 | 648.9675 |  | 7538
2022-11-11 02:00 | 1665.5657 | 637.185 |  | 7539
2022-11-11 03:00 | 1640.4343 | 632.6325 |  | 7540
2022-11-11 04:00 | 1670.1257 | 635.4925 |  | 7541
2022-11-11 05:00 | 1836.6514 | 625.5925 |  | 7542
2022-11-11 06:00 | 2121.5657 | 725.6375 |  | 7543
2022-11-11 07:00 | 2328.8571 | 888.8125 |  | 7544
2022-11-11 08:00 | 2498.0571 | 978.5925 |  | 7545
2022-11-11 09:00 | 2768.5714 | 960.735 |  | 7546
2022-11-11 10:00 | 2864.4 | 1050.725 |  | 7547
2022-11-11 11:00 | 2803.5771 | 990.625 |  | 7548
2022-11-11 12:00 | 2608.56 | 924.8825 |  | 7549
2022-11-11 13:00 | 2575.6457 | 884.0075 |  | 7550
2022-11-11 14:00 | 2605.2343 | 934.4375 |  | 7551
2022-11-11 15:00 | 2577.2914 | 912.735 |  | 7552
2022-11-11 16:00 | 2564.6743 | 949.59 |  | 7553
2022-11-11 17:00 | 2761.3714 | 974.92 |  | 7554
2022-11-11 18:00 | 2644.08 | 976.3475 |  | 7555
2022-11-11 19:00 | 2405.6571 | 1004.89 |  | 7556
2022-11-11 20:00 | 2216.5029 | 936.295 |  | 7557
2022-11-11 21:00 | 2044.3543 | 835.72 |  | 7558
2022-11-11 22:00 | 1936.5257 | 783.13 |  | 7559
2022-11-11 23:00 | 1803.0514 | 750.3025 |  | 7560
2022-11-12 | 1716.1371 | 645.8275 |  | 7561
2022-11-12 01:00 | 1682.7429 | 619.095 |  | 7562
2022-11-12 02:00 | 1632.5486 | 598.78 |  | 7563
2022-11-12 03:00 | 1609.3029 | 603.05 |  | 7564
2022-11-12 04:00 | 1627.5771 | 581.8875 |  | 7565
2022-11-12 05:00 | 1753.8171 | 586.5475 |  | 7566
2022-11-12 06:00 | 2037.9086 | 648.9825 |  | 7567
2022-11-12 07:00 | 2276.6057 | 800.92 |  | 7568
2022-11-12 08:00 | 2446.4229 | 864.5275 |  | 7569
2022-11-12 09:00 | 2642.8457 | 936.845 |  | 7570
2022-11-12 10:00 | 2719.5429 | 951.8575 |  | 7571
2022-11-12 11:00 | 2652.3771 | 954.675 |  | 7572
2022-11-12 12:00 | 2488.8343 | 901.94 |  | 7573
2022-11-12 13:00 | 2424.2057 | 838.965 |  | 7574
2022-11-12 14:00 | 2487.84 | 871.8825 |  | 7575
2022-11-12 15:00 | 2467.5086 | 871.31 |  | 7576
2022-11-12 16:00 | 2496 | 899.16 |  | 7577
2022-11-12 17:00 | 2649.9771 | 948.22 |  | 7578
2022-11-12 18:00 | 2536.2857 | 885.7725 |  | 7579
2022-11-12 19:00 | 2342.8457 | 945.155 |  | 7580
2022-11-12 20:00 | 2156.3314 | 874.2875 |  | 7581
2022-11-12 21:00 | 1973.7943 | 769.9025 |  | 7582
2022-11-12 22:00 | 1886.4686 | 750.8525 |  | 7583
2022-11-12 23:00 | 1762.3886 | 678.4775 |  | 7584
2022-11-13 | 1642.4229 | 600.12 |  | 7585
2022-11-13 01:00 | 1602.9943 | 583.875 |  | 7586
2022-11-13 02:00 | 1572.48 | 577.36 |  | 7587
2022-11-13 03:00 | 1554.4457 | 567.47 |  | 7588
2022-11-13 04:00 | 1549.6457 | 552.3175 |  | 7589
2022-11-13 05:00 | 1667.7943 | 556.865 |  | 7590
2022-11-13 06:00 | 1812.0686 | 567.8375 |  | 7591
2022-11-13 07:00 | 1942.9714 | 660.035 |  | 7592
2022-11-13 08:00 | 2089.8514 | 719.115 |  | 7593
2022-11-13 09:00 | 2236.9372 | 754.8125 |  | 7594
2022-11-13 10:00 | 2233.8514 | 724.19 |  | 7595
2022-11-13 11:00 | 2107.4057 | 709.315 |  | 7596
2022-11-13 12:00 | 2091.1543 | 659.4775 |  | 7597
2022-11-13 13:00 | 1925.6914 | 606.965 |  | 7598
2022-11-13 14:00 | 1844.7086 | 618.3825 |  | 7599
2022-11-13 15:00 | 1878.9257 | 608.19 |  | 7600
2022-11-13 16:00 | 1837.7829 | 606.9825 |  | 7601
2022-11-13 17:00 | 1985.3486 | 630.48 |  | 7602
2022-11-13 18:00 | 1924.1829 | 626.0375 |  | 7603
2022-11-13 19:00 | 1863.4286 | 663.4725 |  | 7604
2022-11-13 20:00 | 1804.7314 | 664.5675 |  | 7605
2022-11-13 21:00 | 1730.4 | 619.495 |  | 7606
2022-11-13 22:00 | 1639.9543 | 566.04 |  | 7607
2022-11-13 23:00 | 1511.9314 | 499.7225 |  | 7608
2022-11-14 | 1461.4629 | 493.6625 |  | 7609
2022-11-14 01:00 | 1405.92 | 431.525 |  | 7610
2022-11-14 02:00 | 1385.1429 | 442.17 |  | 7611
2022-11-14 03:00 | 1359.2914 | 434.4575 |  | 7612
2022-11-14 04:00 | 1380.6171 | 442.6975 |  | 7613
2022-11-14 05:00 | 1568.8457 | 469.62 |  | 7614
2022-11-14 06:00 | 1880.5714 | 604.44 |  | 7615
2022-11-14 07:00 | 2194.2171 | 807.175 |  | 7616
2022-11-14 08:00 | 2363.9314 | 919.5625 |  | 7617
2022-11-14 09:00 | 2555.3143 | 960.5075 |  | 7618
2022-11-14 10:00 | 2665.9886 | 930.62 |  | 7619
2022-11-14 11:00 | 2583.0857 | 907.75 |  | 7620
2022-11-14 12:00 | 2422.56 | 870.2775 |  | 7621
2022-11-14 13:00 | 2386.2172 | 893.4525 |  | 7622
2022-11-14 14:00 | 2418.3772 | 916.515 |  | 7623
2022-11-14 15:00 | 2451.36 | 923.0125 |  | 7624
2022-11-14 16:00 | 2500.32 | 978.3725 |  | 7625
2022-11-14 17:00 | 2665.1657 | 932.45 |  | 7626
2022-11-14 18:00 | 2521.44 | 935.84 |  | 7627
2022-11-14 19:00 | 2300.0914 | 968.9625 |  | 7628
2022-11-14 20:00 | 2098.8343 | 898.05 |  | 7629
2022-11-14 21:00 | 1965.3943 | 795.1925 |  | 7630
2022-11-14 22:00 | 1819.8172 | 762.7575 |  | 7631
2022-11-14 23:00 | 1704.6171 | 710.0275 |  | 7632
2022-11-15 | 1619.1772 | 642.3075 |  | 7633
2022-11-15 01:00 | 1561.2343 | 590.7775 |  | 7634
2022-11-15 02:00 | 1489.5771 | 583.6725 |  | 7635
2022-11-15 03:00 | 1501.1657 | 573.15 |  | 7636
2022-11-15 04:00 | 1475.8629 | 572.5225 |  | 7637
2022-11-15 05:00 | 1638.72 | 595.99 |  | 7638
2022-11-15 06:00 | 1889.6229 | 696.6175 |  | 7639
2022-11-15 07:00 | 2228.0229 | 899.4 |  | 7640
2022-11-15 08:00 | 2418.4457 | 979.355 |  | 7641
2022-11-15 09:00 | 2704.1829 | 1027.4675 |  | 7642
2022-11-15 10:00 | 2765.0743 | 990.345 |  | 7643
2022-11-15 11:00 | 2662.4915 | 916.8475 |  | 7644
2022-11-15 12:00 | 2419.68 | 912.35 |  | 7645
2022-11-15 13:00 | 2467.4057 | 844.6275 |  | 7646
2022-11-15 14:00 | 2486.6743 | 918.3625 |  | 7647
2022-11-15 15:00 | 2476.4572 | 958.4625 |  | 7648
2022-11-15 16:00 | 2544 | 945.0375 |  | 7649
2022-11-15 17:00 | 2716.7315 | 902.5975 |  | 7650
2022-11-15 18:00 | 2584.32 | 936.9275 |  | 7651
2022-11-15 19:00 | 2292.4115 | 969.3325 |  | 7652
2022-11-15 20:00 | 2115.9772 | 919.23 |  | 7653
2022-11-15 21:00 | 1947.2914 | 795.8 |  | 7654
2022-11-15 22:00 | 1850.8114 | 762.7075 |  | 7655
2022-11-15 23:00 | 1715.3143 | 703.02 |  | 7656
2022-11-16 | 1655.1086 | 658.975 |  | 7657
2022-11-16 01:00 | 1656.6171 | 643.7475 |  | 7658
2022-11-16 02:00 | 1629.8743 | 634.1875 |  | 7659
2022-11-16 03:00 | 1628.7772 | 604.6525 |  | 7660
2022-11-16 04:00 | 1660.8686 | 577.88 |  | 7661
2022-11-16 05:00 | 1822.56 | 602.075 |  | 7662
2022-11-16 06:00 | 2030.1257 | 722.9275 |  | 7663
2022-11-16 07:00 | 2279.3143 | 926.67 |  | 7664
2022-11-16 08:00 | 2480.9143 | 1030.83 |  | 7665
2022-11-16 09:00 | 2706.4457 | 1021.5525 |  | 7666
2022-11-16 10:00 | 2711.6572 | 1012.5075 |  | 7667
2022-11-16 11:00 | 2620.8 | 969.53 |  | 7668
2022-11-16 12:00 | 2428.4914 | 947.1475 |  | 7669
2022-11-16 13:00 | 2414.1257 | 855.07 |  | 7670
2022-11-16 14:00 | 2461.7486 | 845.66 |  | 7671
2022-11-16 15:00 | 2422.0114 | 932.14 |  | 7672
2022-11-16 16:00 | 2478.4114 | 981.1275 |  | 7673
2022-11-16 17:00 | 2601.7029 | 943.8575 |  | 7674
2022-11-16 18:00 | 2523.1543 | 973.9525 |  | 7675
2022-11-16 19:00 | 2275.5086 | 1004.0975 |  | 7676
2022-11-16 20:00 | 2058.3086 | 961.6825 |  | 7677
2022-11-16 21:00 | 1928.5714 | 829.5175 |  | 7678
2022-11-16 22:00 | 1787.8971 | 747.7675 |  | 7679
2022-11-16 23:00 | 1700.9829 | 712.375 |  | 7680
2022-11-17 | 1583.1771 | 596.965 |  | 7681
2022-11-17 01:00 | 1574.9486 | 564.34 |  | 7682
2022-11-17 02:00 | 1584.96 | 571.725 |  | 7683
2022-11-17 03:00 | 1542.24 | 575.76 |  | 7684
2022-11-17 04:00 | 1580.8457 | 578.71 |  | 7685
2022-11-17 05:00 | 1918.6971 | 579.235 |  | 7686
2022-11-17 06:00 | 2111.4514 | 715.5825 |  | 7687
2022-11-17 07:00 | 2311.2686 | 909.18 |  | 7688
2022-11-17 08:00 | 2409.3257 | 994.4125 |  | 7689
2022-11-17 09:00 | 2596.1143 | 963.18 |  | 7690
2022-11-17 10:00 | 2625.3257 | 965.3425 |  | 7691
2022-11-17 11:00 | 2616.1372 | 942.3575 |  | 7692
2022-11-17 12:00 | 2424.2057 | 903.065 |  | 7693
2022-11-17 13:00 | 2445.3943 | 814.52 |  | 7694
2022-11-17 14:00 | 2397.2572 | 857.65 |  | 7695
2022-11-17 15:00 | 2387.6572 | 908.8475 |  | 7696
2022-11-17 16:00 | 2355.0857 | 881.565 |  | 7697
2022-11-17 17:00 | 2592.3429 | 899.4675 |  | 7698
2022-11-17 18:00 | 2462.6057 | 912.1525 |  | 7699
2022-11-17 19:00 | 2226.3086 | 937.6375 |  | 7700
2022-11-17 20:00 | 2012.2972 | 936.1025 |  | 7701
2022-11-17 21:00 | 1897.7143 | 870.9375 |  | 7702
2022-11-17 22:00 | 1741.5086 | 774.8525 |  | 7703
2022-11-17 23:00 | 1625.6914 | 666.38 |  | 7704
2022-11-18 | 1543.7486 | 611.5825 |  | 7705
2022-11-18 01:00 | 1488.96 | 566.9525 |  | 7706
2022-11-18 02:00 | 1485.5314 | 577.4375 |  | 7707
2022-11-18 03:00 | 1447.6114 | 575.2325 |  | 7708
2022-11-18 04:00 | 1413.8743 | 562.9975 |  | 7709
2022-11-18 05:00 | 1678.4229 | 611.4125 |  | 7710
2022-11-18 06:00 | 2025.3943 | 750.4075 |  | 7711
2022-11-18 07:00 | 2298.72 | 937.8275 |  | 7712
2022-11-18 08:00 | 2499.6343 | 1069.6375 |  | 7713
2022-11-18 09:00 | 2667.2229 | 1051.405 |  | 7714
2022-11-18 10:00 | 2729.76 | 1009.0025 |  | 7715
2022-11-18 11:00 | 2705.1429 | 996.5875 |  | 7716
2022-11-18 12:00 | 2441.8971 | 962.64 |  | 7717
2022-11-18 13:00 | 2372.9143 | 829.6375 |  | 7718
2022-11-18 14:00 | 2414.7429 | 867.5425 |  | 7719
2022-11-18 15:00 | 2382.8571 | 907.7625 |  | 7720
2022-11-18 16:00 | 2417.5543 | 929.18 |  | 7721
2022-11-18 17:00 | 2606.0571 | 924.47 |  | 7722
2022-11-18 18:00 | 2455.8857 | 957.305 |  | 7723
2022-11-18 19:00 | 2202.9257 | 966.5425 |  | 7724
2022-11-18 20:00 | 2013.9429 | 949.89 |  | 7725
2022-11-18 21:00 | 1889.2114 | 830.6525 |  | 7726
2022-11-18 22:00 | 1732.8686 | 755.5175 |  | 7727
2022-11-18 23:00 | 1579.8857 | 711.6525 |  | 7728
2022-11-19 | 1503.7714 | 624.4775 |  | 7729
2022-11-19 01:00 | 1447.5429 | 597.9075 |  | 7730
2022-11-19 02:00 | 1396.4571 | 584.0375 |  | 7731
2022-11-19 03:00 | 1396.4571 | 569.005 |  | 7732
2022-11-19 04:00 | 1403.6571 | 569.825 |  | 7733
2022-11-19 05:00 | 1586.0571 | 613.63 |  | 7734
2022-11-19 06:00 | 1918.6286 | 704.755 |  | 7735
2022-11-19 07:00 | 2214.8571 | 879.1825 |  | 7736
2022-11-19 08:00 | 2391.4286 | 926.7225 |  | 7737
2022-11-19 09:00 | 2604 | 1045.5075 |  | 7738
2022-11-19 10:00 | 2697.6 | 1004.375 |  | 7739
2022-11-19 11:00 | 2591.6571 | 943.925 |  | 7740
2022-11-19 12:00 | 2393.4857 | 924.8375 |  | 7741
2022-11-19 13:00 | 2326.6286 | 819.545 |  | 7742
2022-11-19 14:00 | 2320.4571 | 831.49 |  | 7743
2022-11-19 15:00 | 2341.3714 | 858.5025 |  | 7744
2022-11-19 16:00 | 2371.8857 | 863.37 |  | 7745
2022-11-19 17:00 | 2535.0857 | 850.8025 |  | 7746
2022-11-19 18:00 | 2425.3714 | 844.295 |  | 7747
2022-11-19 19:00 | 2214.8571 | 967.7675 |  | 7748
2022-11-19 20:00 | 2035.2 | 922.4625 |  | 7749
2022-11-19 21:00 | 1839.7714 | 832.015 |  | 7750
2022-11-19 22:00 | 1701.9429 | 696.0125 |  | 7751
2022-11-19 23:00 | 1563.0857 | 614.115 |  | 7752
2022-11-20 | 1481.7257 | 499.0525 |  | 7753
2022-11-20 01:00 | 1435.8857 | 475.285 |  | 7754
2022-11-20 02:00 | 1362.9257 | 456.4525 |  | 7755
2022-11-20 03:00 | 1362.5486 | 444.965 |  | 7756
2022-11-20 04:00 | 1382.8114 | 450.435 |  | 7757
2022-11-20 05:00 | 1470.3771 | 491.08 |  | 7758
2022-11-20 06:00 | 1690.8 | 582.54 |  | 7759
2022-11-20 07:00 | 1959.6 | 694.36 |  | 7760
2022-11-20 08:00 | 2100.8914 | 774.9325 |  | 7761
2022-11-20 09:00 | 2221.8514 | 826.6475 |  | 7762
2022-11-20 10:00 | 2325.12 | 842.4 |  | 7763
2022-11-20 11:00 | 2262.4114 | 816.29 |  | 7764
2022-11-20 12:00 | 2081.4171 | 784.0475 |  | 7765
2022-11-20 13:00 | 1950.48 | 707.38 |  | 7766
2022-11-20 14:00 | 1847.9657 | 667.495 |  | 7767
2022-11-20 15:00 | 1794.3771 | 632.8925 |  | 7768
2022-11-20 16:00 | 1774.8343 | 632.61 |  | 7769
2022-11-20 17:00 | 1912.4914 | 670.5325 |  | 7770
2022-11-20 18:00 | 1934.6057 | 678.8375 |  | 7771
2022-11-20 19:00 | 1844.5371 | 677.315 |  | 7772
2022-11-20 20:00 | 1767.6 | 658.2175 |  | 7773
2022-11-20 21:00 | 1692.3771 | 638.9125 |  | 7774
2022-11-20 22:00 | 1575.36 | 584.015 |  | 7775
2022-11-20 23:00 | 1430.5029 | 522.6225 |  | 7776
2022-11-21 | 1311.2914 | 480.04 |  | 7777
2022-11-21 01:00 | 1267.6114 | 419.1625 |  | 7778
2022-11-21 02:00 | 1240.4572 | 408.485 |  | 7779
2022-11-21 03:00 | 1215.9086 | 417.05 |  | 7780
2022-11-21 04:00 | 1252.9372 | 423.61 |  | 7781
2022-11-21 05:00 | 1481.4171 | 443.955 |  | 7782
2022-11-21 06:00 | 1908.1372 | 624.0225 |  | 7783
2022-11-21 07:00 | 2247.1543 | 840.7275 |  | 7784
2022-11-21 08:00 | 2392.7314 | 984.7475 |  | 7785
2022-11-21 09:00 | 2631.2229 | 1023.8575 |  | 7786
2022-11-21 10:00 | 2684.4343 | 992.8875 |  | 7787
2022-11-21 11:00 | 2502.5143 | 943.26 |  | 7788
2022-11-21 12:00 | 2278.4914 | 916.3175 |  | 7789
2022-11-21 13:00 | 2253.2572 | 823.0325 |  | 7790
2022-11-21 14:00 | 2282.2629 | 855.445 |  | 7791
2022-11-21 15:00 | 2280.96 | 877.6675 |  | 7792
2022-11-21 16:00 | 2307.2229 | 908.1 |  | 7793
2022-11-21 17:00 | 2485.7829 | 888.9025 |  | 7794
2022-11-21 18:00 | 2398.56 | 916.1775 |  | 7795
2022-11-21 19:00 | 2152.7314 | 954.985 |  | 7796
2022-11-21 20:00 | 1964.2286 | 904.615 |  | 7797
2022-11-21 21:00 | 1831.1314 | 822.3775 |  | 7798
2022-11-21 22:00 | 1667.5886 | 709.055 |  | 7799
2022-11-21 23:00 | 1531.2 | 655.3975 |  | 7800
2022-11-22 | 1395.9772 | 598.445 |  | 7801
2022-11-22 01:00 | 1355.9314 | 572.91 |  | 7802
2022-11-22 02:00 | 1332.2743 | 566.6075 |  | 7803
2022-11-22 03:00 | 1344.8914 | 532.3175 |  | 7804
2022-11-22 04:00 | 1347.9771 | 532.74 |  | 7805
2022-11-22 05:00 | 1583.52 | 577.205 |  | 7806
2022-11-22 06:00 | 2021.8972 | 719.84 |  | 7807
2022-11-22 07:00 | 2307.7714 | 943.0375 |  | 7808
2022-11-22 08:00 | 2496.1372 | 1045.775 |  | 7809
2022-11-22 09:00 | 2644.8686 | 1049.155 |  | 7810
2022-11-22 10:00 | 2650.8343 | 991.49 |  | 7811
2022-11-22 11:00 | 2552.7086 | 941.3175 |  | 7812
2022-11-22 12:00 | 2307.9772 | 920.6075 |  | 7813
2022-11-22 13:00 | 2309.6914 | 833.2875 |  | 7814
2022-11-22 14:00 | 2302.2172 | 878.98 |  | 7815
2022-11-22 15:00 | 2280.4115 | 890.9075 |  | 7816
2022-11-22 16:00 | 2369.2114 | 911.5325 |  | 7817
2022-11-22 17:00 | 2542.2857 | 875.8275 |  | 7818
2022-11-22 18:00 | 2423.6572 | 888.2775 |  | 7819
2022-11-22 19:00 | 2198.9486 | 947.28 |  | 7820
2022-11-22 20:00 | 1977.0514 | 889.7825 |  | 7821
2022-11-22 21:00 | 1833.8057 | 817.6175 |  | 7822
2022-11-22 22:00 | 1673.6229 | 712.76 |  | 7823
2022-11-22 23:00 | 1519.2 | 699.4275 |  | 7824
2022-11-23 | 1402.56 | 621.51 |  | 7825
2022-11-23 01:00 | 1366.9714 | 593.695 |  | 7826
2022-11-23 02:00 | 1337.8286 | 585.74 |  | 7827
2022-11-23 03:00 | 1319.7943 | 570.6125 |  | 7828
2022-11-23 04:00 | 1355.3829 | 566.9575 |  | 7829
2022-11-23 05:00 | 1597.3029 | 597.8875 |  | 7830
2022-11-23 06:00 | 1968.2057 | 756.94 |  | 7831
2022-11-23 07:00 | 2314.4914 | 995.745 |  | 7832
2022-11-23 08:00 | 2543.04 | 1051.55 |  | 7833
2022-11-23 09:00 | 2697.6686 | 1045.355 |  | 7834
2022-11-23 10:00 | 2682.72 | 1041.15 |  | 7835
2022-11-23 11:00 | 2553.0514 | 983.655 |  | 7836
2022-11-23 12:00 | 2298.9257 | 948.3375 |  | 7837
2022-11-23 13:00 | 2264.5714 | 922.84 |  | 7838
2022-11-23 14:00 | 2296.32 | 922.84 |  | 7839
2022-11-23 15:00 | 2258.0572 | 943.82 |  | 7840
2022-11-23 16:00 | 2314.2857 | 918.77 |  | 7841
2022-11-23 17:00 | 2528.5029 | 877.3575 |  | 7842
2022-11-23 18:00 | 2377.1657 | 946.61 |  | 7843
2022-11-23 19:00 | 2148.96 | 1005.965 |  | 7844
2022-11-23 20:00 | 1963.0629 | 962.8075 |  | 7845
2022-11-23 21:00 | 1815.2229 | 867.91 |  | 7846
2022-11-23 22:00 | 1645.2343 | 763.425 |  | 7847
2022-11-23 23:00 | 1490.6743 | 645.145 |  | 7848
2022-11-24 | 1428.8229 | 615.2 |  | 7849
2022-11-24 01:00 | 1339.3029 | 582.1425 |  | 7850
2022-11-24 02:00 | 1333.3371 | 590.165 |  | 7851
2022-11-24 03:00 | 1304.5029 | 600.34 |  | 7852
2022-11-24 04:00 | 1306.7314 | 548.14 |  | 7853
2022-11-24 05:00 | 1508.8114 | 598.71 |  | 7854
2022-11-24 06:00 | 1851.36 | 738.4375 |  | 7855
2022-11-24 07:00 | 2211.0172 | 951.8425 |  | 7856
2022-11-24 08:00 | 2398.32 | 1064.8225 |  | 7857
2022-11-24 09:00 | 2596.9372 | 1074.1425 |  | 7858
2022-11-24 10:00 | 2645.8972 | 1020.305 |  | 7859
2022-11-24 11:00 | 2541.8743 | 987.845 |  | 7860
2022-11-24 12:00 | 2387.2114 | 931.7775 |  | 7861
2022-11-24 13:00 | 2216.7086 | 842.6975 |  | 7862
2022-11-24 14:00 | 2293.5429 | 891.8275 |  | 7863
2022-11-24 15:00 | 2299.5772 | 911.44 |  | 7864
2022-11-24 16:00 | 2355.5314 | 889.165 |  | 7865
2022-11-24 17:00 | 2469.8743 | 910.73 |  | 7866
2022-11-24 18:00 | 2450.7429 | 949.9075 |  | 7867
2022-11-24 19:00 | 2216.2286 | 991.3525 |  | 7868
2022-11-24 20:00 | 2016.6172 | 944.465 |  | 7869
2022-11-24 21:00 | 1768.4914 | 800.1875 |  | 7870
2022-11-24 22:00 | 1628.8114 | 746.345 |  | 7871
2022-11-24 23:00 | 1488.3086 | 663.5225 |  | 7872
2022-11-25 |  | 620.445 |  | 7873
2022-11-25 01:00 |  | 600.755 |  | 7874
2022-11-25 02:00 |  | 590.53 |  | 7875
2022-11-25 03:00 |  | 542.08 |  | 7876
2022-11-25 04:00 |  | 583.075 |  | 7877
2022-11-25 05:00 |  | 614.3475 |  | 7878
2022-11-25 06:00 |  | 763.0025 |  | 7879
2022-11-25 07:00 |  | 942.4925 |  | 7880
2022-11-25 08:00 |  | 1061.2325 |  | 7881
2022-11-25 09:00 |  | 1006.6825 |  | 7882
2022-11-25 10:00 |  | 1012.1375 |  | 7883
2022-11-25 11:00 |  | 989.8975 |  | 7884
2022-11-25 12:00 |  | 958.7025 |  | 7885
2022-11-25 13:00 |  | 865.455 |  | 7886
2022-11-25 14:00 |  | 917.8875 |  | 7887
2022-11-25 15:00 |  | 926.295 |  | 7888
2022-11-25 16:00 |  | 877.055 |  | 7889
2022-11-25 17:00 |  | 888.09 |  | 7890
2022-11-25 18:00 |  | 938.0925 |  | 7891
2022-11-25 19:00 |  | 959.7275 |  | 7892
2022-11-25 20:00 |  | 903.4825 |  | 7893
2022-11-25 21:00 |  | 800.15 |  | 7894
2022-11-25 22:00 |  | 713.5 |  | 7895
2022-11-25 23:00 |  | 666.8075 |  | 7896
2022-11-26 |  | 611.65 |  | 7897
2022-11-26 01:00 |  | 600.8625 |  | 7898
2022-11-26 02:00 |  | 544.8275 |  | 7899
2022-11-26 03:00 |  | 527.71 |  | 7900
2022-11-26 04:00 |  | 561.395 |  | 7901
2022-11-26 05:00 |  | 579.61 |  | 7902
2022-11-26 06:00 |  | 682.6975 |  | 7903
2022-11-26 07:00 |  | 802.4475 |  | 7904
2022-11-26 08:00 |  | 923.105 |  | 7905
2022-11-26 09:00 |  | 983.1275 |  | 7906
2022-11-26 10:00 |  | 963.88 |  | 7907
2022-11-26 11:00 |  | 925.825 |  | 7908
2022-11-26 12:00 |  | 897.92 |  | 7909
2022-11-26 13:00 |  | 786.0925 |  | 7910
2022-11-26 14:00 |  | 807.9575 |  | 7911
2022-11-26 15:00 |  | 826.86 |  | 7912
2022-11-26 16:00 |  | 811.605 |  | 7913
2022-11-26 17:00 |  | 849.775 |  | 7914
2022-11-26 18:00 |  | 879.9975 |  | 7915
2022-11-26 19:00 |  | 924.2275 |  | 7916
2022-11-26 20:00 |  | 850.4825 |  | 7917
2022-11-26 21:00 |  | 763.2975 |  | 7918
2022-11-26 22:00 |  | 641.43 |  | 7919
2022-11-26 23:00 |  | 626.645 |  | 7920
2022-11-27 | 1365.6 | 530.0975 |  | 7921
2022-11-27 01:00 | 1307.28 | 544.4975 |  | 7922
2022-11-27 02:00 | 1277.3486 | 542.735 |  | 7923
2022-11-27 03:00 | 1254.1029 | 508.865 |  | 7924
2022-11-27 04:00 | 1256.5714 | 499.515 |  | 7925
2022-11-27 05:00 | 1373.6914 | 516.1275 |  | 7926
2022-11-27 06:00 | 1580.6743 | 601.895 |  | 7927
2022-11-27 07:00 | 1926.8914 | 714.4175 |  | 7928
2022-11-27 08:00 | 2120.2629 | 831.0925 |  | 7929
2022-11-27 09:00 | 2261.28 | 772.9925 |  | 7930
2022-11-27 10:00 | 2299.6457 | 740.1125 |  | 7931
2022-11-27 11:00 | 2262.2057 | 726.57 |  | 7932
2022-11-27 12:00 | 2132.5371 | 691.0275 |  | 7933
2022-11-27 13:00 | 1906.1829 | 637.42 |  | 7934
2022-11-27 14:00 | 1805.04 | 626.1225 |  | 7935
2022-11-27 15:00 | 1724.6057 | 602.5775 |  | 7936
2022-11-27 16:00 | 1702.2514 | 641.32 |  | 7937
2022-11-27 17:00 | 1830.8571 | 602.905 |  | 7938
2022-11-27 18:00 | 1872.9943 | 643.9 |  | 7939
2022-11-27 19:00 | 1774.8343 | 705.3425 |  | 7940
2022-11-27 20:00 | 1710.2743 | 736.6575 |  | 7941
2022-11-27 21:00 | 1627.3714 | 624.38 |  | 7942
2022-11-27 22:00 | 1513.5429 | 505.5075 |  | 7943
2022-11-27 23:00 | 1389.0514 | 449.7425 |  | 7944
2022-11-28 | 1251.6686 | 483.3425 |  | 7945
2022-11-28 01:00 | 1185.84 | 407.145 |  | 7946
2022-11-28 02:00 | 1169.6914 | 393.935 |  | 7947
2022-11-28 03:00 | 1144.2514 | 404.29 |  | 7948
2022-11-28 04:00 | 1195.4057 | 418.165 |  | 7949
2022-11-28 05:00 | 1355.52 | 453.045 |  | 7950
2022-11-28 06:00 | 1758.8914 | 648.6375 |  | 7951
2022-11-28 07:00 | 2115.2914 | 900.4 |  | 7952
2022-11-28 08:00 | 2347.8172 | 1024.07 |  | 7953
2022-11-28 09:00 | 2574.5829 | 1034.0275 |  | 7954
2022-11-28 10:00 | 2636.5715 | 981.7925 |  | 7955
2022-11-28 11:00 | 2506.2857 | 978.2225 |  | 7956
2022-11-28 12:00 | 2328.9257 | 980.095 |  | 7957
2022-11-28 13:00 | 2197.2686 | 885.185 |  | 7958
2022-11-28 14:00 | 2253.8057 | 912.4325 |  | 7959
2022-11-28 15:00 | 2267.4172 | 955.325 |  | 7960
2022-11-28 16:00 | 2287.2 | 980.525 |  | 7961
2022-11-28 17:00 | 2408.7772 | 957.185 |  | 7962
2022-11-28 18:00 | 2344.1143 | 1033.895 |  | 7963
2022-11-28 19:00 | 2145.9772 | 1075.045 |  | 7964
2022-11-28 20:00 | 1936.8 | 966.5525 |  | 7965
2022-11-28 21:00 | 1790.88 | 873.2275 |  | 7966
2022-11-28 22:00 | 1660.8 | 781.6975 |  | 7967
2022-11-28 23:00 | 1489.2 | 732.025 |  | 7968
2022-11-29 | 1374.3086 | 656.835 |  | 7969
2022-11-29 01:00 | 1323.9772 | 594.785 |  | 7970
2022-11-29 02:00 | 1286.7429 | 580.6625 |  | 7971
2022-11-29 03:00 | 1263.7029 | 576.1775 |  | 7972
2022-11-29 04:00 | 1308.1372 | 577.305 |  | 7973
2022-11-29 05:00 | 1528.32 | 590.49 |  | 7974
2022-11-29 06:00 | 1955.04 | 809.53 |  | 7975
2022-11-29 07:00 | 2312.9143 | 1023.0875 |  | 7976
2022-11-29 08:00 | 2489.3486 | 1139.035 |  | 7977
2022-11-29 09:00 | 2699.3829 | 1095.21 |  | 7978
2022-11-29 10:00 | 2730.8572 | 1086.7975 |  | 7979
2022-11-29 11:00 | 2574.1029 | 1017.31 |  | 7980
2022-11-29 12:00 | 2311.4057 | 974.74 |  | 7981
2022-11-29 13:00 | 2273.8972 | 887.4175 |  | 7982
2022-11-29 14:00 | 2253.3943 | 947.17 |  | 7983
2022-11-29 15:00 | 2216.16 | 994.975 |  | 7984
2022-11-29 16:00 | 2320.9372 | 974.91 |  | 7985
2022-11-29 17:00 | 2502.6514 | 1011.855 |  | 7986
2022-11-29 18:00 | 2369.2115 | 1053.0125 |  | 7987
2022-11-29 19:00 | 2174.1943 | 1042.945 |  | 7988
2022-11-29 20:00 | 1957.5772 | 964.2025 |  | 7989
2022-11-29 21:00 | 1823.2457 | 840.58 |  | 7990
2022-11-29 22:00 | 1662.1029 | 790.38 |  | 7991
2022-11-29 23:00 | 1478.7429 | 729.8 |  | 7992
2022-11-30 | 1397.6571 | 665.9025 |  | 7993
2022-11-30 01:00 | 1320.5486 | 643.3625 |  | 7994
2022-11-30 02:00 | 1274.6057 | 641.955 |  | 7995
2022-11-30 03:00 | 1267.2686 | 593.8925 |  | 7996
2022-11-30 04:00 | 1325.28 | 601.275 |  | 7997
2022-11-30 05:00 | 1507.9543 | 699.0625 |  | 7998
2022-11-30 06:00 | 1875.6343 | 801.59 |  | 7999
2022-11-30 07:00 | 2223.0514 | 1004.3675 |  | 8000
2022-11-30 08:00 | 2398.32 | 1119.415 |  | 8001
2022-11-30 09:00 | 2630.7429 | 1098.12 |  | 8002
2022-11-30 10:00 | 2678.1257 | 1036.08 |  | 8003
2022-11-30 11:00 | 2582.0572 | 980.4025 |  | 8004
2022-11-30 12:00 | 2369.6572 | 960.535 |  | 8005
2022-11-30 13:00 | 2242.9372 | 910.5275 |  | 8006
2022-11-30 14:00 | 2311.9543 | 919.755 |  | 8007
2022-11-30 15:00 | 2292.0686 | 953.4325 |  | 8008
2022-11-30 16:00 | 2323.3029 | 977.5375 |  | 8009
2022-11-30 17:00 | 2445.0857 | 967.92 |  | 8010
2022-11-30 18:00 | 2410.8343 | 1004.8925 |  | 8011
2022-11-30 19:00 | 2183.3143 | 1030.9825 |  | 8012
2022-11-30 20:00 | 1986.6514 | 937.555 |  | 8013
2022-11-30 21:00 | 1836.3429 | 849.8125 |  | 8014
2022-11-30 22:00 | 1651.44 | 743.1725 |  | 8015
2022-11-30 23:00 | 1519.0629 | 699.955 |  | 8016
2022-12-01 | 1407.9772 | 639.5725 |  | 8017
2022-12-01 01:00 | 1307.3143 | 624.8325 |  | 8018
2022-12-01 02:00 | 1307.3829 | 604.2 |  | 8019
2022-12-01 03:00 | 1294.2171 | 568.76 |  | 8020
2022-12-01 04:00 | 1320.8914 | 583.4225 |  | 8021
2022-12-01 05:00 | 1519.8857 | 623.215 |  | 8022
2022-12-01 06:00 | 1984.9372 | 795.3875 |  | 8023
2022-12-01 07:00 | 2268.0686 | 1044.5925 |  | 8024
2022-12-01 08:00 | 2485.0629 | 1130.385 |  | 8025
2022-12-01 09:00 | 2681.2457 | 1078.9525 |  | 8026
2022-12-01 10:00 | 2762.2286 | 1078.1275 |  | 8027
2022-12-01 11:00 | 2573.1771 | 964.255 |  | 8028
2022-12-01 12:00 | 2264.16 | 933.8625 |  | 8029
2022-12-01 13:00 | 2203.8171 | 867.7575 |  | 8030
2022-12-01 14:00 | 2227.68 | 835.365 |  | 8031
2022-12-01 15:00 | 2203.4057 | 852.845 |  | 8032
2022-12-01 16:00 | 2308.7314 | 943.2725 |  | 8033
2022-12-01 17:00 | 2448.5486 | 970.4175 |  | 8034
2022-12-01 18:00 | 2328.0686 | 1034.5775 |  | 8035
2022-12-01 19:00 | 2118.6514 | 1053.4825 |  | 8036
2022-12-01 20:00 | 1932.96 | 954.575 |  | 8037
2022-12-01 21:00 | 1781.0057 | 797.6475 |  | 8038
2022-12-01 22:00 | 1612.1143 | 716.065 |  | 8039
2022-12-01 23:00 | 1466.4 | 670.9425 |  | 8040
2022-12-02 | 1395.7714 | 627.12 |  | 8041
2022-12-02 01:00 | 1315.2 | 583.27 |  | 8042
2022-12-02 02:00 | 1255.5429 | 578.1175 |  | 8043
2022-12-02 03:00 | 1253.4857 | 576.4675 |  | 8044
2022-12-02 04:00 | 1254.5143 | 584.8125 |  | 8045
2022-12-02 05:00 | 1421.4857 | 570.0275 |  | 8046
2022-12-02 06:00 | 1858.2857 | 772.7475 |  | 8047
2022-12-02 07:00 | 2274.8571 | 1043.485 |  | 8048
2022-12-02 08:00 | 2460.6857 | 1113.0025 |  | 8049
2022-12-02 09:00 | 2697.9429 | 1061.36 |  | 8050
2022-12-02 10:00 | 2768.5714 | 1077.8375 |  | 8051
2022-12-02 11:00 | 2649.2571 | 1067.3475 |  | 8052
2022-12-02 12:00 | 2426.0571 | 1009.2425 |  | 8053
2022-12-02 13:00 | 2346.1714 | 903.73 |  | 8054
2022-12-02 14:00 | 2281.0286 | 934.8675 |  | 8055
2022-12-02 15:00 | 2290.9714 | 966.5 |  | 8056
2022-12-02 16:00 | 2313.2571 | 937.2175 |  | 8057
2022-12-02 17:00 | 2470.9714 | 961.005 |  | 8058
2022-12-02 18:00 | 2422.2857 | 1009.4425 |  | 8059
2022-12-02 19:00 | 2184.3429 | 1053.445 |  | 8060
2022-12-02 20:00 | 1985.4857 | 944.4625 |  | 8061
2022-12-02 21:00 | 1849.0286 | 832.5575 |  | 8062
2022-12-02 22:00 | 1685.8286 | 754.6 |  | 8063
2022-12-02 23:00 | 1551.7714 | 661.3425 |  | 8064
2022-12-03 | 1421.1429 | 614.015 |  | 8065
2022-12-03 01:00 | 1365.9429 | 577.6625 |  | 8066
2022-12-03 02:00 | 1307.3143 | 567.455 |  | 8067
2022-12-03 03:00 | 1245.6 | 561.785 |  | 8068
2022-12-03 04:00 | 1303.5429 | 559.7725 |  | 8069
2022-12-03 05:00 | 1484.5714 | 551.1925 |  | 8070
2022-12-03 06:00 | 1874.7429 | 710.67 |  | 8071
2022-12-03 07:00 | 2299.5429 | 943.4775 |  | 8072
2022-12-03 08:00 | 2499.0857 | 1066.0825 |  | 8073
2022-12-03 09:00 | 2692.1143 | 1043.715 |  | 8074
2022-12-03 10:00 | 2719.2 | 1073 |  | 8075
2022-12-03 11:00 | 2594.4 | 1012.51 |  | 8076
2022-12-03 12:00 | 2399.3143 | 955.1475 |  | 8077
2022-12-03 13:00 | 2352.6857 | 896.795 |  | 8078
2022-12-03 14:00 | 2306.7429 | 929.965 |  | 8079
2022-12-03 15:00 | 2306.0571 | 912.1925 |  | 8080
2022-12-03 16:00 | 2325.6 | 864.5975 |  | 8081
2022-12-03 17:00 | 2509.0286 | 920.0325 |  | 8082
2022-12-03 18:00 | 2396.9143 | 988.73 |  | 8083
2022-12-03 19:00 | 2188.8 | 1012.5175 |  | 8084
2022-12-03 20:00 | 2026.6286 | 864.265 |  | 8085
2022-12-03 21:00 | 1864.1143 | 796.02 |  | 8086
2022-12-03 22:00 | 1719.7714 | 738.385 |  | 8087
2022-12-03 23:00 | 1555.2 | 681.97 |  | 8088
2022-12-04 | 1437.9429 | 614.015 |  | 8089
2022-12-04 01:00 | 1345.7143 | 577.6625 |  | 8090
2022-12-04 02:00 | 1325.2114 | 567.455 |  | 8091
2022-12-04 03:00 | 1325.6229 | 561.785 |  | 8092
2022-12-04 04:00 | 1320.8914 | 559.7725 |  | 8093
2022-12-04 05:00 | 1477.3029 | 551.1925 |  | 8094
2022-12-04 06:00 | 1702.2857 | 710.67 |  | 8095
2022-12-04 07:00 | 1982.6057 | 943.4775 |  | 8096
2022-12-04 08:00 | 2221.44 | 1066.0825 |  | 8097
2022-12-04 09:00 | 2350.0115 | 1043.715 |  | 8098
2022-12-04 10:00 | 2408.16 | 1073 |  | 8099
2022-12-04 11:00 | 2305.44 | 1012.51 |  | 8100
2022-12-04 12:00 | 2091.2914 | 955.1475 |  | 8101
2022-12-04 13:00 | 1936.32 | 896.795 |  | 8102
2022-12-04 14:00 | 1868.9143 | 929.965 |  | 8103
2022-12-04 15:00 | 1695.1543 | 912.1925 |  | 8104
2022-12-04 16:00 | 1800.8915 | 864.5975 |  | 8105
2022-12-04 17:00 | 1996.1143 | 920.0325 |  | 8106
2022-12-04 18:00 | 1948.9372 | 988.73 |  | 8107
2022-12-04 19:00 | 1848.0686 | 1012.5175 |  | 8108
2022-12-04 20:00 | 1745.8972 | 864.265 |  | 8109
2022-12-04 21:00 | 1676.3657 | 796.02 |  | 8110
2022-12-04 22:00 | 1530.0343 | 738.385 |  | 8111
2022-12-04 23:00 | 1396.5943 | 681.97 |  | 8112
2022-12-05 | 1313.5543 | 529.25 |  | 8113
2022-12-05 01:00 | 1252.7657 | 472.79 |  | 8114
2022-12-05 02:00 | 1227.0514 | 464.735 |  | 8115
2022-12-05 03:00 | 1205.4514 | 480.68 |  | 8116
2022-12-05 04:00 | 1221.8057 | 506.575 |  | 8117
2022-12-05 05:00 | 1417.8514 | 520.19 |  | 8118
2022-12-05 06:00 | 1814.2971 | 613.8925 |  | 8119
2022-12-05 07:00 | 2276.8114 | 924.05 |  | 8120
2022-12-05 08:00 | 2514.5143 | 1001.255 |  | 8121
2022-12-05 09:00 | 2676.5143 | 1002.255 |  | 8122
2022-12-05 10:00 | 2717.7943 | 997.2425 |  | 8123
2022-12-05 11:00 | 2548.5943 | 913.66 |  | 8124
2022-12-05 12:00 | 2355.5314 | 900.3825 |  | 8125
2022-12-05 13:00 | 2345.52 | 886.9425 |  | 8126
2022-12-05 14:00 | 2312.3657 | 885.47 |  | 8127
2022-12-05 15:00 | 2328.3086 | 899.56 |  | 8128
2022-12-05 16:00 | 2366.2971 | 937.04 |  | 8129
2022-12-05 17:00 | 2495.2114 | 900.7075 |  | 8130
2022-12-05 18:00 | 2409.0514 | 973.515 |  | 8131
2022-12-05 19:00 | 2195.1086 | 1016.2125 |  | 8132
2022-12-05 20:00 | 2005.68 | 880.81 |  | 8133
2022-12-05 21:00 | 1861.7486 | 781.1175 |  | 8134
2022-12-05 22:00 | 1700.6743 | 744.1225 |  | 8135
2022-12-05 23:00 | 1572.3086 | 687.1325 |  | 8136
2022-12-06 |  | 632.1775 |  | 8137
2022-12-06 01:00 |  | 573.9725 |  | 8138
2022-12-06 02:00 |  | 570.415 |  | 8139
2022-12-06 03:00 |  | 580.01 |  | 8140
2022-12-06 04:00 |  | 576.4625 |  | 8141
2022-12-06 05:00 |  | 627.7975 |  | 8142
2022-12-06 06:00 |  | 737.025 |  | 8143
2022-12-06 07:00 |  | 998.57 |  | 8144
2022-12-06 08:00 |  | 1072.83 |  | 8145
2022-12-06 09:00 |  | 1045.955 |  | 8146
2022-12-06 10:00 |  | 1039.0725 |  | 8147
2022-12-06 11:00 |  | 989.91 |  | 8148
2022-12-06 12:00 |  | 890.135 |  | 8149
2022-12-06 13:00 |  | 789.0825 |  | 8150
2022-12-06 14:00 |  | 857.8625 |  | 8151
2022-12-06 15:00 |  | 849.6175 |  | 8152
2022-12-06 16:00 |  | 873.7325 |  | 8153
2022-12-06 17:00 |  | 908.7475 |  | 8154
2022-12-06 18:00 |  | 984.345 |  | 8155
2022-12-06 19:00 |  | 1022.8925 |  | 8156
2022-12-06 20:00 |  | 868.815 |  | 8157
2022-12-06 21:00 |  | 796.7425 |  | 8158
2022-12-06 22:00 |  | 721.03 |  | 8159
2022-12-06 23:00 |  | 681.32 |  | 8160
2022-12-07 | 1467.6 | 634.9225 |  | 8161
2022-12-07 01:00 | 1382.5029 | 617.185 |  | 8162
2022-12-07 02:00 | 1354.7657 | 599.7225 |  | 8163
2022-12-07 03:00 | 1350.8914 | 604.93 |  | 8164
2022-12-07 04:00 | 1359.7714 | 602.19 |  | 8165
2022-12-07 05:00 | 1554.6172 | 624.45 |  | 8166
2022-12-07 06:00 | 1914.72 | 759.77 |  | 8167
2022-12-07 07:00 | 2359.8514 | 1043.5275 |  | 8168
2022-12-07 08:00 | 2522.1257 | 1119.365 |  | 8169
2022-12-07 09:00 | 2679.4972 | 1087.615 |  | 8170
2022-12-07 10:00 | 2692.1486 | 1070.16 |  | 8171
2022-12-07 11:00 | 2617.7829 | 1027.2125 |  | 8172
2022-12-07 12:00 | 2473.5771 | 1026.01 |  | 8173
2022-12-07 13:00 | 2364.6172 | 857.495 |  | 8174
2022-12-07 14:00 | 2389.9886 | 924.1875 |  | 8175
2022-12-07 15:00 | 2346.3772 | 927.76 |  | 8176
2022-12-07 16:00 | 2379.3257 | 911 |  | 8177
2022-12-07 17:00 | 2500.4572 | 940.8725 |  | 8178
2022-12-07 18:00 | 2376.8914 | 981.4975 |  | 8179
2022-12-07 19:00 | 2204.0229 | 1022.46 |  | 8180
2022-12-07 20:00 | 1995.4286 | 893.275 |  | 8181
2022-12-07 21:00 | 1848.8914 | 788.5075 |  | 8182
2022-12-07 22:00 | 1710.1371 | 723.4 |  | 8183
2022-12-07 23:00 | 1526.88 | 678.03 |  | 8184
2022-12-08 | 1422.24 | 631.9375 |  | 8185
2022-12-08 01:00 | 1345.5772 | 624.9775 |  | 8186
2022-12-08 02:00 | 1298.6057 | 607.99 |  | 8187
2022-12-08 03:00 | 1294.4229 | 598.7775 |  | 8188
2022-12-08 04:00 | 1328.5029 | 570.5625 |  | 8189
2022-12-08 05:00 | 1542.7886 | 570.645 |  | 8190
2022-12-08 06:00 | 2019.4286 | 802.7325 |  | 8191
2022-12-08 07:00 | 2432.2286 | 1009.345 |  | 8192
2022-12-08 08:00 | 2598.5829 | 1107.165 |  | 8193
2022-12-08 09:00 | 2763.7715 | 1047.21 |  | 8194
2022-12-08 10:00 | 2754.5829 | 1038.8 |  | 8195
2022-12-08 11:00 | 2613.6686 | 1023.97 |  | 8196
2022-12-08 12:00 | 2337.0514 | 896.1375 |  | 8197
2022-12-08 13:00 | 2301.9429 | 832.675 |  | 8198
2022-12-08 14:00 | 2311.4743 | 892.2425 |  | 8199
2022-12-08 15:00 | 2294.0572 | 911.645 |  | 8200
2022-12-08 16:00 | 2347.2686 | 927.0625 |  | 8201
2022-12-08 17:00 | 2542.4914 | 973.865 |  | 8202
2022-12-08 18:00 | 2439.5657 | 1003.8575 |  | 8203
2022-12-08 19:00 | 2182.9029 | 1060.465 |  | 8204
2022-12-08 20:00 | 1971.7715 | 843.655 |  | 8205
2022-12-08 21:00 | 1824.48 | 784.4775 |  | 8206
2022-12-08 22:00 | 1679.9314 | 721.9325 |  | 8207
2022-12-08 23:00 | 1507.9543 | 669.7 |  | 8208
2022-12-09 | 1407.7714 | 637.295 |  | 8209
2022-12-09 01:00 | 1360.1143 | 562.27 |  | 8210
2022-12-09 02:00 | 1289.1429 | 545.18 |  | 8211
2022-12-09 03:00 | 1283.3143 | 544.795 |  | 8212
2022-12-09 04:00 | 1295.6571 | 530.8375 |  | 8213
2022-12-09 05:00 | 1480.4571 | 559.2675 |  | 8214
2022-12-09 06:00 | 1953.2571 | 745.67 |  | 8215
2022-12-09 07:00 | 2395.2 | 990.765 |  | 8216
2022-12-09 08:00 | 2633.1429 | 1051.6075 |  | 8217
2022-12-09 09:00 | 2815.5429 | 1043.61 |  | 8218
2022-12-09 10:00 | 2877.9429 | 1019.4775 |  | 8219
2022-12-09 11:00 | 2751.0857 | 1004.5025 |  | 8220
2022-12-09 12:00 | 2509.7143 | 937.64 |  | 8221
2022-12-09 13:00 | 2395.5429 | 847.4075 |  | 8222
2022-12-09 14:00 | 2317.0286 | 871.52 |  | 8223
2022-12-09 15:00 | 2304.6857 | 875.995 |  | 8224
2022-12-09 16:00 | 2316.3429 | 867.1 |  | 8225
2022-12-09 17:00 | 2476.4571 | 892.4875 |  | 8226
2022-12-09 18:00 | 2420.9143 | 963.295 |  | 8227
2022-12-09 19:00 | 2238.1714 | 945.69 |  | 8228
2022-12-09 20:00 | 2024.5714 | 860.26 |  | 8229
2022-12-09 21:00 | 1885.3714 | 789.4475 |  | 8230
2022-12-09 22:00 | 1698.8571 | 730.77 |  | 8231
2022-12-09 23:00 | 1548 | 704.1225 |  | 8232
2022-12-10 | 1425.2571 | 617.14 |  | 8233
2022-12-10 01:00 | 1324.4571 | 585.095 |  | 8234
2022-12-10 02:00 | 1298.0571 | 568.62 |  | 8235
2022-12-10 03:00 | 1263.4286 | 548.3575 |  | 8236
2022-12-10 04:00 | 1263.4286 | 547.4175 |  | 8237
2022-12-10 05:00 | 1474.9714 | 560.795 |  | 8238
2022-12-10 06:00 | 1862.4 | 683.8025 |  | 8239
2022-12-10 07:00 | 2310.1714 | 848.8775 |  | 8240
2022-12-10 08:00 | 2573.8286 | 979.65 |  | 8241
2022-12-10 09:00 | 2822.0571 | 994.2475 |  | 8242
2022-12-10 10:00 | 2917.7143 | 988.235 |  | 8243
2022-12-10 11:00 | 2709.6 | 965.7625 |  | 8244
2022-12-10 12:00 | 2503.8857 | 906.0475 |  | 8245
2022-12-10 13:00 | 2390.7429 | 793.4825 |  | 8246
2022-12-10 14:00 | 2381.4857 | 820.7425 |  | 8247
2022-12-10 15:00 | 2356.4571 | 802.9225 |  | 8248
2022-12-10 16:00 | 2354.7429 | 839.585 |  | 8249
2022-12-10 17:00 | 2527.5429 | 866.0375 |  | 8250
2022-12-10 18:00 | 2445.6 | 969.3825 |  | 8251
2022-12-10 19:00 | 2242.6286 | 947.7125 |  | 8252
2022-12-10 20:00 | 2040 | 856.14 |  | 8253
2022-12-10 21:00 | 1888.1143 | 790.18 |  | 8254
2022-12-10 22:00 | 1756.4571 | 718.04 |  | 8255
2022-12-10 23:00 | 1561.7143 | 625.485 |  | 8256
2022-12-11 | 1453.3029 | 570.1725 |  | 8257
2022-12-11 01:00 | 1370.1943 | 582.5475 |  | 8258
2022-12-11 02:00 | 1315.6114 | 559.8025 |  | 8259
2022-12-11 03:00 | 1319.4514 | 547.6275 |  | 8260
2022-12-11 04:00 | 1322.3314 | 542.6075 |  | 8261
2022-12-11 05:00 | 1442.7429 | 531.675 |  | 8262
2022-12-11 06:00 | 1677.1886 | 610.8975 |  | 8263
2022-12-11 07:00 | 2021.4172 | 727.1975 |  | 8264
2022-12-11 08:00 | 2178.5829 | 789.2025 |  | 8265
2022-12-11 09:00 | 2285.1429 | 803.83 |  | 8266
2022-12-11 10:00 | 2447.4514 | 775.0175 |  | 8267
2022-12-11 11:00 | 2288.8457 | 765.935 |  | 8268
2022-12-11 12:00 | 2166.3772 | 715.97 |  | 8269
2022-12-11 13:00 | 1950.3086 | 654.4425 |  | 8270
2022-12-11 14:00 | 1808.5714 | 623.445 |  | 8271
2022-12-11 15:00 | 1708.7314 | 630.0675 |  | 8272
2022-12-11 16:00 | 1740.6172 | 579.42 |  | 8273
2022-12-11 17:00 | 1932.1372 | 582.6725 |  | 8274
2022-12-11 18:00 | 1939.3372 | 703.6625 |  | 8275
2022-12-11 19:00 | 1837.3714 | 784.5375 |  | 8276
2022-12-11 20:00 | 1776.48 | 682.5475 |  | 8277
2022-12-11 21:00 | 1668.6857 | 604.395 |  | 8278
2022-12-11 22:00 | 1553.6914 | 553.61 |  | 8279
2022-12-11 23:00 | 1416.1372 | 514.695 |  | 8280
2022-12-12 | 1319.4514 | 518.42 |  | 8281
2022-12-12 01:00 | 1249.3029 | 453.19 |  | 8282
2022-12-12 02:00 | 1231.2 | 459.7525 |  | 8283
2022-12-12 03:00 | 1226.1943 | 450.6625 |  | 8284
2022-12-12 04:00 | 1251.9086 | 462.32 |  | 8285
2022-12-12 05:00 | 1471.2686 | 509.41 |  | 8286
2022-12-12 06:00 | 1918.8343 | 637.5575 |  | 8287
2022-12-12 07:00 | 2323.2686 | 921.225 |  | 8288
2022-12-12 08:00 | 2550.24 | 1033.0125 |  | 8289
2022-12-12 09:00 | 2776.1143 | 1017.3125 |  | 8290
2022-12-12 10:00 | 2759.04 | 977.9275 |  | 8291
2022-12-12 11:00 | 2688.6857 | 936.9225 |  | 8292
2022-12-12 12:00 | 2491.9543 | 876.1525 |  | 8293
2022-12-12 13:00 | 2386.08 | 799.235 |  | 8294
2022-12-12 14:00 | 2404.7315 | 801.855 |  | 8295
2022-12-12 15:00 | 2333.1429 | 807.2725 |  | 8296
2022-12-12 16:00 | 2404.5943 | 824.5925 |  | 8297
2022-12-12 17:00 | 2597.8972 | 862.19 |  | 8298
2022-12-12 18:00 | 2401.5772 | 946.5275 |  | 8299
2022-12-12 19:00 | 2219.2457 | 961.6775 |  | 8300
2022-12-12 20:00 | 1988.5029 | 831.3375 |  | 8301
2022-12-12 21:00 | 1856.4343 | 779.8775 |  | 8302
2022-12-12 22:00 | 1711.0629 | 709.09 |  | 8303
2022-12-12 23:00 | 1570.9029 | 672.1575 |  | 8304
2022-12-13 | 1472.4343 | 626.94 |  | 8305
2022-12-13 01:00 | 1417.0286 | 565.6025 |  | 8306
2022-12-13 02:00 | 1401.3257 | 556.095 |  | 8307
2022-12-13 03:00 | 1364.2286 | 550.36 |  | 8308
2022-12-13 04:00 | 1383.0172 | 546.585 |  | 8309
2022-12-13 05:00 | 1593.7372 | 589.715 |  | 8310
2022-12-13 06:00 | 2001.4629 | 749.5975 |  | 8311
2022-12-13 07:00 | 2359.2686 | 978.5225 |  | 8312
2022-12-13 08:00 | 2575.1314 | 1053.27 |  | 8313
2022-12-13 09:00 | 2687.5886 | 1047.435 |  | 8314
2022-12-13 10:00 | 2760.4114 | 1042.2875 |  | 8315
2022-12-13 11:00 | 2698.4229 | 1031.6225 |  | 8316
2022-12-13 12:00 | 2434.3543 | 983.7925 |  | 8317
2022-12-13 13:00 | 2342.9486 | 914.6525 |  | 8318
2022-12-13 14:00 | 2336.2286 | 968.5875 |  | 8319
2022-12-13 15:00 | 2219.3829 | 1001.4725 |  | 8320
2022-12-13 16:00 | 2289.4629 | 970.565 |  | 8321
2022-12-13 17:00 | 2510.6743 | 865.3425 |  | 8322
2022-12-13 18:00 | 2381.28 | 959.0425 |  | 8323
2022-12-13 19:00 | 2122.9029 | 1043.61 |  | 8324
2022-12-13 20:00 | 1962.3086 | 922.9225 |  | 8325
2022-12-13 21:00 | 1809.3257 | 851.8825 |  | 8326
2022-12-13 22:00 | 1637.28 | 789.3575 |  | 8327
2022-12-13 23:00 | 1503.6343 | 727.17 |  | 8328
2022-12-14 | 1411.92 | 683.9525 |  | 8329
2022-12-14 01:00 | 1348.7657 | 624.04 |  | 8330
2022-12-14 02:00 | 1321.5771 | 615.9775 |  | 8331
2022-12-14 03:00 | 1291.0971 | 601.69 |  | 8332
2022-12-14 04:00 | 1321.5771 | 601.285 |  | 8333
2022-12-14 05:00 | 1512.7543 | 633.7775 |  | 8334
2022-12-14 06:00 | 1856.1943 | 774.5825 |  | 8335
2022-12-14 07:00 | 2241.8057 | 1062.315 |  | 8336
2022-12-14 08:00 | 2540.0572 | 1182.8125 |  | 8337
2022-12-14 09:00 | 2679.9771 | 1166.7475 |  | 8338
2022-12-14 10:00 | 2655.6686 | 1111.5975 |  | 8339
2022-12-14 11:00 | 2657.04 | 1056.145 |  | 8340
2022-12-14 12:00 | 2423.76 | 981.3825 |  | 8341
2022-12-14 13:00 | 2309.3829 | 954.74 |  | 8342
2022-12-14 14:00 | 2326.6972 | 936.625 |  | 8343
2022-12-14 15:00 | 2290.5943 | 983.0725 |  | 8344
2022-12-14 16:00 | 2266.56 | 990.145 |  | 8345
2022-12-14 17:00 | 2444.7086 | 985.0075 |  | 8346
2022-12-14 18:00 | 2386.8343 | 1065.04 |  | 8347
2022-12-14 19:00 | 2127.0171 | 1099.52 |  | 8348
2022-12-14 20:00 | 1944 | 949.8275 |  | 8349
2022-12-14 21:00 | 1765.92 | 865.8975 |  | 8350
2022-12-14 22:00 | 1628.5371 | 834.1 |  | 8351
2022-12-14 23:00 | 1480.4571 | 791.11 |  | 8352
2022-12-15 | 1393.8514 | 693.445 |  | 8353
2022-12-15 01:00 | 1344.8914 | 658.2325 |  | 8354
2022-12-15 02:00 | 1311.2229 | 635.9725 |  | 8355
2022-12-15 03:00 | 1311.9086 | 624.9875 |  | 8356
2022-12-15 04:00 | 1328.16 | 624.965 |  | 8357
2022-12-15 05:00 | 1150.08 | 665.075 |  | 8358
2022-12-15 06:00 | 1823.4514 | 785.7725 |  | 8359
2022-12-15 07:00 | 2286.8572 | 1070.53 |  | 8360
2022-12-15 08:00 | 2592.6172 | 1185.485 |  | 8361
2022-12-15 09:00 | 2782.9715 | 1188.71 |  | 8362
2022-12-15 10:00 | 2701.1657 | 1130.275 |  | 8363
2022-12-15 11:00 | 2554.4915 | 1046.6425 |  | 8364
2022-12-15 12:00 | 2360.2286 | 1001.835 |  | 8365
2022-12-15 13:00 | 2425.9886 | 906.6475 |  | 8366
2022-12-15 14:00 | 2430.3772 | 946.125 |  | 8367
2022-12-15 15:00 | 2367.84 | 978.33 |  | 8368
2022-12-15 16:00 | 2427.84 | 963.705 |  | 8369
2022-12-15 17:00 | 2539.4743 | 972.735 |  | 8370
2022-12-15 18:00 | 2391.36 | 1092.4525 |  | 8371
2022-12-15 19:00 | 2209.5086 | 1113.31 |  | 8372
2022-12-15 20:00 | 2007.6343 | 984.74 |  | 8373
2022-12-15 21:00 | 1825.44 | 911.9275 |  | 8374
2022-12-15 22:00 | 1699.8171 | 813.5975 |  | 8375
2022-12-15 23:00 | 1556.0229 | 757.065 |  | 8376
2022-12-16 | 1502.4 | 691.9225 |  | 8377
2022-12-16 01:00 | 1432.1143 | 690.9 |  | 8378
2022-12-16 02:00 | 1398.1714 | 641.285 |  | 8379
2022-12-16 03:00 | 1400.9143 | 640.4 |  | 8380
2022-12-16 04:00 | 1414.2857 | 614.2875 |  | 8381
2022-12-16 05:00 | 1580.5714 | 669.625 |  | 8382
2022-12-16 06:00 | 1955.3143 | 847.6575 |  | 8383
2022-12-16 07:00 | 2393.8286 | 1095.245 |  | 8384
2022-12-16 08:00 | 2638.2857 | 1220.0375 |  | 8385
2022-12-16 09:00 | 2885.1429 | 1198.745 |  | 8386
2022-12-16 10:00 | 2902.2857 | 1177.0375 |  | 8387
2022-12-16 11:00 | 2836.4571 | 1128.6125 |  | 8388
2022-12-16 12:00 | 2642.4 | 1084.775 |  | 8389
2022-12-16 13:00 | 2589.2571 | 1000.0775 |  | 8390
2022-12-16 14:00 | 2522.4 | 1015.675 |  | 8391
2022-12-16 15:00 | 2434.6286 | 1019.655 |  | 8392
2022-12-16 16:00 | 2469.2571 | 980.3375 |  | 8393
2022-12-16 17:00 | 2641.7143 | 1033.2925 |  | 8394
2022-12-16 18:00 | 2517.2571 | 1011.335 |  | 8395
2022-12-16 19:00 | 2329.7143 | 1053.555 |  | 8396
2022-12-16 20:00 | 2124 | 948.0925 |  | 8397
2022-12-16 21:00 | 1949.1429 | 885.3925 |  | 8398
2022-12-16 22:00 | 1818.1714 | 778.55 |  | 8399
2022-12-16 23:00 | 1631.6571 | 708.7725 |  | 8400
2022-12-17 | 1544.9143 | 651.01 |  | 8401
2022-12-17 01:00 | 1464 | 646.2375 |  | 8402
2022-12-17 02:00 | 1430.7429 | 591.0125 |  | 8403
2022-12-17 03:00 | 1404.3429 | 575.51 |  | 8404
2022-12-17 04:00 | 1428 | 557.2 |  | 8405
2022-12-17 05:00 | 1608 | 666.5325 |  | 8406
2022-12-17 06:00 | 1946.4 | 771.95 |  | 8407
2022-12-17 07:00 | 2353.0286 | 947.6825 |  | 8408
2022-12-17 08:00 | 2472 | 1057.5075 |  | 8409
2022-12-17 09:00 | 2649.9429 | 1088.4275 |  | 8410
2022-12-17 10:00 | 2742.8571 | 1064.8675 |  | 8411
2022-12-17 11:00 | 2704.4571 | 995.8925 |  | 8412
2022-12-17 12:00 | 2514.5143 | 1021.605 |  | 8413
2022-12-17 13:00 | 2427.7714 | 910.0325 |  | 8414
2022-12-17 14:00 | 2410.6286 | 899.685 |  | 8415
2022-12-17 15:00 | 2389.0286 | 857.265 |  | 8416
2022-12-17 16:00 | 2411.6571 | 806.935 |  | 8417
2022-12-17 17:00 | 2530.6286 | 814.8175 |  | 8418
2022-12-17 18:00 | 2534.7429 | 912.36 |  | 8419
2022-12-17 19:00 | 2283.0857 | 962.345 |  | 8420
2022-12-17 20:00 | 2066.4 | 810.07 |  | 8421
2022-12-17 21:00 | 1928.9143 | 753.995 |  | 8422
2022-12-17 22:00 | 1789.7143 | 689.5525 |  | 8423
2022-12-17 23:00 | 1651.2 | 604.0575 |  | 8424
2022-12-18 | 1509.3257 | 550.5075 |  | 8425
2022-12-18 01:00 | 1451.5886 | 557.0575 |  | 8426
2022-12-18 02:00 | 1390.56 | 534.93 |  | 8427
2022-12-18 03:00 | 1386.3771 | 523.5775 |  | 8428
2022-12-18 04:00 | 1377.0514 | 510.635 |  | 8429
2022-12-18 05:00 | 1469.6914 | 562.1525 |  | 8430
2022-12-18 06:00 | 1725.8743 | 638.9 |  | 8431
2022-12-18 07:00 | 1894.9714 | 732.2425 |  | 8432
2022-12-18 08:00 | 2030.1257 | 875.015 |  | 8433
2022-12-18 09:00 | 2157.6 | 905.875 |  | 8434
2022-12-18 10:00 | 2138.2629 | 875.7425 |  | 8435
2022-12-18 11:00 | 2209.9886 | 818.1575 |  | 8436
2022-12-18 12:00 | 2086.1486 | 751.7975 |  | 8437
2022-12-18 13:00 | 1925.76 | 673.64 |  | 8438
2022-12-18 14:00 | 1837.6457 | 630.2125 |  | 8439
2022-12-18 15:00 | 1718.8114 | 605.66 |  | 8440
2022-12-18 16:00 | 1740.6172 | 583.69 |  | 8441
2022-12-18 17:00 | 1890.3086 | 629.21 |  | 8442
2022-12-18 18:00 | 1865.6915 | 730.115 |  | 8443
2022-12-18 19:00 | 1820.9829 | 747.685 |  | 8444
2022-12-18 20:00 | 1722.5143 | 658.845 |  | 8445
2022-12-18 21:00 | 1637.8286 | 573.5525 |  | 8446
2022-12-18 22:00 | 1520.5029 | 547.0225 |  | 8447
2022-12-18 23:00 | 1388.5714 | 484.6175 |  | 8448
2022-12-19 | 1272.4132 | 475.98 |  | 8449
2022-12-19 01:00 | 1250.2906 | 409.5025 |  | 8450
2022-12-19 02:00 | 1234.7848 | 381.4675 |  | 8451
2022-12-19 03:00 | 1217.7418 | 357.8625 |  | 8452
2022-12-19 04:00 | 1236.1215 | 375.07 |  | 8453
2022-12-19 05:00 | 1418.716 | 466.595 |  | 8454
2022-12-19 06:00 | 1830.0881 | 618.295 |  | 8455
2022-12-19 07:00 | 2201.8937 | 892.6175 |  | 8456
2022-12-19 08:00 | 2455.4005 | 1047.615 |  | 8457
2022-12-19 09:00 | 2636.3241 | 1041.94 |  | 8458
2022-12-19 10:00 | 2693.8026 | 1031.375 |  | 8459
2022-12-19 11:00 | 2513.681 | 991.82 |  | 8460
2022-12-19 12:00 | 2311.9048 | 929.8475 |  | 8461
2022-12-19 13:00 | 2301.8795 | 845.07 |  | 8462
2022-12-19 14:00 | 2272.6724 | 828.96 |  | 8463
2022-12-19 15:00 | 2261.1767 | 839.95 |  | 8464
2022-12-19 16:00 | 2291.2527 | 815.125 |  | 8465
2022-12-19 17:00 | 2537.2071 | 910.05 |  | 8466
2022-12-19 18:00 | 2445.7762 | 958.5525 |  | 8467
2022-12-19 19:00 | 2213.4562 | 999.8725 |  | 8468
2022-12-19 20:00 | 1996.9094 | 928.735 |  | 8469
2022-12-19 21:00 | 1858.7605 | 805.5025 |  | 8470
2022-12-19 22:00 | 1702.5661 | 687.5325 |  | 8471
2022-12-19 23:00 | 1566.556 | 593.3225 |  | 8472
2022-12-20 | 1410.7848 | 557.25 |  | 8473
2022-12-20 01:00 | 1352.1746 | 481.3625 |  | 8474
2022-12-20 02:00 | 1350.4589 | 482.47 |  | 8475
2022-12-20 03:00 | 1317.9121 | 501.6075 |  | 8476
2022-12-20 04:00 | 1355.495 | 530.43 |  | 8477
2022-12-20 05:00 | 1533.2176 | 573.5125 |  | 8478
2022-12-20 06:00 | 1966.772 | 670.8675 |  | 8479
2022-12-20 07:00 | 2368.8157 | 601.7075 |  | 8480
2022-12-20 08:00 | 2560.2617 | 861.845 |  | 8481
2022-12-20 09:00 | 2750.8159 | 943.13 |  | 8482
2022-12-20 10:00 | 2744.3542 | 941.3275 |  | 8483
2022-12-20 11:00 | 2634.049 | 899.225 |  | 8484
2022-12-20 12:00 | 2326.9535 | 870.5875 |  | 8485
2022-12-20 13:00 | 2293.5857 | 736.2925 |  | 8486
2022-12-20 14:00 | 2309.284 | 798.335 |  | 8487
2022-12-20 15:00 | 2270.3187 | 827.3075 |  | 8488
2022-12-20 16:00 | 2345.4562 | 782.49 |  | 8489
2022-12-20 17:00 | 2514.6836 | 847.3475 |  | 8490
2022-12-20 18:00 | 2382.5499 | 962.07 |  | 8491
2022-12-20 19:00 | 2191.7347 | 966.13 |  | 8492
2022-12-20 20:00 | 1971.3783 | 927.945 |  | 8493
2022-12-20 21:00 | 1799.9453 | 780.5 |  | 8494
2022-12-20 22:00 | 1671.0198 | 683.405 |  | 8495
2022-12-20 23:00 | 1518.5013 | 620.9875 |  | 8496
2022-12-21 | 1435.5139 | 590.4 |  | 8497
2022-12-21 01:00 | 1378.7083 | 528.5975 |  | 8498
2022-12-21 02:00 | 1345.7804 | 506.59 |  | 8499
2022-12-21 03:00 | 1313.3673 | 493.515 |  | 8500
2022-12-21 04:00 | 1364.8519 | 499.7625 |  | 8501
2022-12-21 05:00 | 1560.1522 | 530.87 |  | 8502
2022-12-21 06:00 | 1940.9066 | 668.555 |  | 8503
2022-12-21 07:00 | 2352.3073 | 958.4175 |  | 8504
2022-12-21 08:00 | 2585.9934 | 1076.255 |  | 8505
2022-12-21 09:00 | 2672.8189 | 1141.635 |  | 8506
2022-12-21 10:00 | 2717.8874 | 1166.39 |  | 8507
2022-12-21 11:00 | 2554.3811 | 1115.69 |  | 8508
2022-12-21 12:00 | 2353.4203 | 1047.8025 |  | 8509
2022-12-21 13:00 | 2358.4829 | 892.965 |  | 8510
2022-12-21 14:00 | 2355.4004 | 974.6325 |  | 8511
2022-12-21 15:00 | 2328.0646 | 937.9825 |  | 8512
2022-12-21 16:00 | 2397.521 | 874.625 |  | 8513
2022-12-21 17:00 | 2573.6324 | 919.3075 |  | 8514
2022-12-21 18:00 | 2435.6172 | 1018.6725 |  | 8515
2022-12-21 19:00 | 2175.8279 | 1046.2525 |  | 8516
2022-12-21 20:00 | 1988.8223 | 963.005 |  | 8517
2022-12-21 21:00 | 1841.517 | 831.5175 |  | 8518
2022-12-21 22:00 | 1684.3868 | 758.8775 |  | 8519
2022-12-21 23:00 | 1541.2922 | 696.5775 |  | 8520
2022-12-22 | 1411.8542 | 589.5375 |  | 8521
2022-12-22 01:00 | 1367.5468 | 547.6575 |  | 8522
2022-12-22 02:00 | 1357.4766 | 538.3825 |  | 8523
2022-12-22 03:00 | 1302.8741 | 528.5 |  | 8524
2022-12-22 04:00 | 1360.9755 | 537.1825 |  | 8525
2022-12-22 05:00 | 1533.6854 | 573.795 |  | 8526
2022-12-22 06:00 | 1935.3593 | 680.0075 |  | 8527
2022-12-22 07:00 | 2315.9488 | 971.7175 |  | 8528
2022-12-22 08:00 | 2460.2091 | 1085.9 |  | 8529
2022-12-22 09:00 | 2589.4083 | 1137.9625 |  | 8530
2022-12-22 10:00 | 2611.619 | 1131.6675 |  | 8531
2022-12-22 11:00 | 2581.7837 | 1034.28 |  | 8532
2022-12-22 12:00 | 2392.7864 | 967.5125 |  | 8533
2022-12-22 13:00 | 2286.3006 | 846.405 |  | 8534
2022-12-22 14:00 | 2326.1265 | 874.09 |  | 8535
2022-12-22 15:00 | 2280.5446 | 884.5175 |  | 8536
2022-12-22 16:00 | 2348.1965 | 917.62 |  | 8537
2022-12-22 17:00 | 2520.0304 | 906.7375 |  | 8538
2022-12-22 18:00 | 2374.2623 | 1000.735 |  | 8539
2022-12-22 19:00 | 2140.0709 | 1039.785 |  | 8540
2022-12-22 20:00 | 1954.001 | 960.995 |  | 8541
2022-12-22 21:00 | 1796.5367 | 860.3125 |  | 8542
2022-12-22 22:00 | 1674.2947 | 793.0275 |  | 8543
2022-12-22 23:00 | 1530.4648 | 653.235 |  | 8544
2022-12-23 | 1465.3671 | 584.895 |  | 8545
2022-12-23 01:00 | 1394.5215 | 557.2275 |  | 8546
2022-12-23 02:00 | 1320.3342 | 547.79 |  | 8547
2022-12-23 03:00 | 1321.0025 | 537.9375 |  | 8548
2022-12-23 04:00 | 1366.4506 | 548.7025 |  | 8549
2022-12-23 05:00 | 1527.8582 | 583.9825 |  | 8550
2022-12-23 06:00 | 1832.6278 | 662.43 |  | 8551
2022-12-23 07:00 | 2260.0405 | 962.3025 |  | 8552
2022-12-23 08:00 | 2512.6785 | 1070.1425 |  | 8553
2022-12-23 09:00 | 2657.043 | 1136.105 |  | 8554
2022-12-23 10:00 | 2738.5823 | 1132.38 |  | 8555
2022-12-23 11:00 | 2639.6658 | 1073.73 |  | 8556
2022-12-23 12:00 | 2447.8481 | 1027.9525 |  | 8557
2022-12-23 13:00 | 2327.2101 | 922.41 |  | 8558
2022-12-23 14:00 | 2288.7797 | 958.77 |  | 8559
2022-12-23 15:00 | 2260.3747 | 940.605 |  | 8560
2022-12-23 16:00 | 2195.2101 | 922.4625 |  | 8561
2022-12-23 17:00 | 2390.3696 | 909.585 |  | 8562
2022-12-23 18:00 | 2373.6608 | 1025.8575 |  | 8563
2022-12-23 19:00 | 2160.4557 | 1056.5875 |  | 8564
2022-12-23 20:00 | 1969.9747 | 951.895 |  | 8565
2022-12-23 21:00 | 1810.238 | 860.13 |  | 8566
2022-12-23 22:00 | 1691.9392 | 786.2325 |  | 8567
2022-12-23 23:00 | 1511.4835 | 663.7075 |  | 8568
2022-12-24 | 1465.3671 | 569.1625 |  | 8569
2022-12-24 01:00 | 1394.5215 | 542.0575 |  | 8570
2022-12-24 02:00 | 1320.3342 | 522.5125 |  | 8571
2022-12-24 03:00 | 1321.0025 | 504.98 |  | 8572
2022-12-24 04:00 | 1366.4506 | 519.65 |  | 8573
2022-12-24 05:00 | 1527.8582 | 573.96 |  | 8574
2022-12-24 06:00 | 1832.6278 | 645.955 |  | 8575
2022-12-24 07:00 | 2260.0405 | 868.1175 |  | 8576
2022-12-24 08:00 | 2512.6785 | 1058.3525 |  | 8577
2022-12-24 09:00 | 2657.043 | 1083.195 |  | 8578
2022-12-24 10:00 | 2738.5823 | 1090.8625 |  | 8579
2022-12-24 11:00 | 2639.6658 | 1032.275 |  | 8580
2022-12-24 12:00 | 2447.8481 | 991.095 |  | 8581
2022-12-24 13:00 | 2327.2101 | 850.285 |  | 8582
2022-12-24 14:00 | 2288.7797 | 893.8175 |  | 8583
2022-12-24 15:00 | 2260.3747 | 866.66 |  | 8584
2022-12-24 16:00 | 2195.2101 | 867.7875 |  | 8585
2022-12-24 17:00 | 2390.3696 | 871.75 |  | 8586
2022-12-24 18:00 | 2373.6608 | 937.1225 |  | 8587
2022-12-24 19:00 | 2160.4557 | 973.5075 |  | 8588
2022-12-24 20:00 | 1969.9747 | 925.595 |  | 8589
2022-12-24 21:00 | 1810.238 | 763.7875 |  | 8590
2022-12-24 22:00 | 1691.9392 | 676.555 |  | 8591
2022-12-24 23:00 | 1511.4835 | 619.6675 |  | 8592
2022-12-25 | 1420.0081 | 517.3425 |  | 8593
2022-12-25 01:00 | 1344.5554 | 512.1875 |  | 8594
2022-12-25 02:00 | 1332.146 | 503.18 |  | 8595
2022-12-25 03:00 | 1295.0544 | 467.3625 |  | 8596
2022-12-25 04:00 | 1309.7795 | 453.9675 |  | 8597
2022-12-25 05:00 | 1430.692 | 472.845 |  | 8598
2022-12-25 06:00 | 1631.7259 | 528.8225 |  | 8599
2022-12-25 07:00 | 2080.8217 | 722.1725 |  | 8600
2022-12-25 08:00 | 2299.5367 | 866.1 |  | 8601
2022-12-25 09:00 | 2357.6898 | 874.645 |  | 8602
2022-12-25 10:00 | 2360.7856 | 939.955 |  | 8603
2022-12-25 11:00 | 2366.8409 | 880.19 |  | 8604
2022-12-25 12:00 | 2195.8892 | 795.4775 |  | 8605
2022-12-25 13:00 | 1957.6708 | 728.005 |  | 8606
2022-12-25 14:00 | 1839.5645 | 688.4275 |  | 8607
2022-12-25 15:00 | 1770.1223 | 663.8025 |  | 8608
2022-12-25 16:00 | 1762.317 | 627.72 |  | 8609
2022-12-25 17:00 | 1922.2542 | 625.035 |  | 8610
2022-12-25 18:00 | 1876.8061 | 738.8725 |  | 8611
2022-12-25 19:00 | 1805.1585 | 816.955 |  | 8612
2022-12-25 20:00 | 1736.0506 | 707.325 |  | 8613
2022-12-25 21:00 | 1638.6046 | 619.2825 |  | 8614
2022-12-25 22:00 | 1471.2486 | 564.975 |  | 8615
2022-12-25 23:00 | 1359.5666 | 473.72 |  | 8616
2022-12-26 | 1245.7681 | 436.485 |  | 8617
2022-12-26 01:00 | 1181.2429 | 372.185 |  | 8618
2022-12-26 02:00 | 1169.669 | 361.7175 |  | 8619
2022-12-26 03:00 | 1132.0093 | 350.7425 |  | 8620
2022-12-26 04:00 | 1180.5198 | 358.5825 |  | 8621
2022-12-26 05:00 | 1362.9543 | 393.3625 |  | 8622
2022-12-26 06:00 | 1707.2165 | 525.045 |  | 8623
2022-12-26 07:00 | 2179.5377 | 803.86 |  | 8624
2022-12-26 08:00 | 2561.6653 | 962.8075 |  | 8625
2022-12-26 09:00 | 2773.3728 | 985.415 |  | 8626
2022-12-26 10:00 | 2751.6393 | 1065.7575 |  | 8627
2022-12-26 11:00 | 2638.0925 | 1042.5325 |  | 8628
2022-12-26 12:00 | 2368.0907 | 923.5725 |  | 8629
2022-12-26 13:00 | 2311.2971 | 862.665 |  | 8630
2022-12-26 14:00 | 2326.4273 | 850.1175 |  | 8631
2022-12-26 15:00 | 2282.984 | 824.73 |  | 8632
2022-12-26 16:00 | 2321.0279 | 822.325 |  | 8633
2022-12-26 17:00 | 2476.0861 | 836.225 |  | 8634
2022-12-26 18:00 | 2385.7914 | 956.485 |  | 8635
2022-12-26 19:00 | 2178.5681 | 948.1125 |  | 8636
2022-12-26 20:00 | 2045.6993 | 904.165 |  | 8637
2022-12-26 21:00 | 1842.2522 | 777.165 |  | 8638
2022-12-26 22:00 | 1664.637 | 702.955 |  | 8639
2022-12-26 23:00 | 1484.1479 | 597.7275 |  | 8640
2022-12-27 | 1367.7428 | 530.0975 |  | 8641
2022-12-27 01:00 | 1320.6951 | 544.4975 |  | 8642
2022-12-27 02:00 | 1283.1556 | 542.735 |  | 8643
2022-12-27 03:00 | 1254.6189 | 508.865 |  | 8644
2022-12-27 04:00 | 1294.14 | 499.515 |  | 8645
2022-12-27 05:00 | 1464.5775 | 516.1275 |  | 8646
2022-12-27 06:00 | 1756.4408 | 601.895 |  | 8647
2022-12-27 07:00 | 2288.3458 | 714.4175 |  | 8648
2022-12-27 08:00 | 2549.9691 | 831.0925 |  | 8649
2022-12-27 09:00 | 2774.4756 | 772.9925 |  | 8650
2022-12-27 10:00 | 2727.9795 | 740.1125 |  | 8651
2022-12-27 11:00 | 2668.0014 | 726.57 |  | 8652
2022-12-27 12:00 | 2433.155 | 691.0275 |  | 8653
2022-12-27 13:00 | 2356.411 | 637.42 |  | 8654
2022-12-27 14:00 | 2368.5002 | 626.1225 |  | 8655
2022-12-27 15:00 | 2281.2797 | 602.5775 |  | 8656
2022-12-27 16:00 | 2346.8598 | 641.32 |  | 8657
2022-12-27 17:00 | 2505.0593 | 602.905 |  | 8658
2022-12-27 18:00 | 2405.9423 | 643.9 |  | 8659
2022-12-27 19:00 | 2179.9048 | 705.3425 |  | 8660
2022-12-27 20:00 | 2017.2274 | 736.6575 |  | 8661
2022-12-27 21:00 | 1856.7555 | 624.38 |  | 8662
2022-12-27 22:00 | 1644.6866 | 505.5075 |  | 8663
2022-12-27 23:00 | 1476.1944 | 449.7425 |  | 8664
2022-12-28 | 1361.2598 | 549.32 |  | 8665
2022-12-28 01:00 | 1306.8602 | 467.67 |  | 8666
2022-12-28 02:00 | 1274.868 | 438.4125 |  | 8667
2022-12-28 03:00 | 1223.9414 | 439.355 |  | 8668
2022-12-28 04:00 | 1281.4413 | 462.0225 |  | 8669
2022-12-28 05:00 | 1433.2317 | 509.6625 |  | 8670
2022-12-28 06:00 | 1750.3588 | 658.1775 |  | 8671
2022-12-28 07:00 | 2230.1321 | 885.905 |  | 8672
2022-12-28 08:00 | 2574.364 | 1022.6575 |  | 8673
2022-12-28 09:00 | 2772.5374 | 1071.27 |  | 8674
2022-12-28 10:00 | 2680.7937 | 1052.8225 |  | 8675
2022-12-28 11:00 | 2581.3158 | 1033.2275 |  | 8676
2022-12-28 12:00 | 2331.4983 | 902.95 |  | 8677
2022-12-28 13:00 | 2271.9978 | 824.1175 |  | 8678
2022-12-28 14:00 | 2271.7225 | 851.1325 |  | 8679
2022-12-28 15:00 | 2182.8311 | 860.7225 |  | 8680
2022-12-28 16:00 | 2306.2238 | 811.865 |  | 8681
2022-12-28 17:00 | 2437.0208 | 841.9225 |  | 8682
2022-12-28 18:00 | 2326.3413 | 986.4025 |  | 8683
2022-12-28 19:00 | 2152.0344 | 980.8075 |  | 8684
2022-12-28 20:00 | 1947.3175 | 908.3725 |  | 8685
2022-12-28 21:00 | 1792.9944 | 837.865 |  | 8686
2022-12-28 22:00 | 1651.7043 | 721.2775 |  | 8687
2022-12-28 23:00 | 1480.2714 | 605.2525 |  | 8688
2022-12-29 | 1392.8729 | 544.2525 |  | 8689
2022-12-29 01:00 | 1311.3381 | 463.73 |  | 8690
2022-12-29 02:00 | 1252.0771 | 446.26 |  | 8691
2022-12-29 03:00 | 1264.5105 | 431.7675 |  | 8692
2022-12-29 04:00 | 1269.6783 | 445.7125 |  | 8693
2022-12-29 05:00 | 1436.8408 | 459.9575 |  | 8694
2022-12-29 06:00 | 1802.6909 | 624.97 |  | 8695
2022-12-29 07:00 | 2301.3119 | 880.595 |  | 8696
2022-12-29 08:00 | 2534.3964 | 983.055 |  | 8697
2022-12-29 09:00 | 2814.9779 | 1025.655 |  | 8698
2022-12-29 10:00 | 2849.1522 | 1004.745 |  | 8699
2022-12-29 11:00 | 2728.7548 | 910.115 |  | 8700
2022-12-29 12:00 | 2454.4755 | 808.1 |  | 8701
2022-12-29 13:00 | 2353.4034 | 705.9025 |  | 8702
2022-12-29 14:00 | 2324.0546 | 746.7375 |  | 8703
2022-12-29 15:00 | 2271.9896 | 763.215 |  | 8704
2022-12-29 16:00 | 2303.8846 | 781.08 |  | 8705
2022-12-29 17:00 | 2461.9504 | 812.865 |  | 8706
2022-12-29 18:00 | 2420.4456 | 952.28 |  | 8707
2022-12-29 19:00 | 2132.9863 | 916.5475 |  | 8708
2022-12-29 20:00 | 1985.0127 | 831.6375 |  | 8709
2022-12-29 21:00 | 1851.4086 | 759.3275 |  | 8710
2022-12-29 22:00 | 1651.3701 | 663.615 |  | 8711
2022-12-29 23:00 | 1519.838 | 529.3525 |  | 8712
2022-12-30 | 1386.1671 | 485.5975 |  | 8713
2022-12-30 01:00 | 1344.3949 | 467.65 |  | 8714
2022-12-30 02:00 | 1315.9899 | 445.8825 |  | 8715
2022-12-30 03:00 | 1272.881 | 433.41 |  | 8716
2022-12-30 04:00 | 1318.6633 | 447.58 |  | 8717
2022-12-30 05:00 | 1446.9873 | 481.7725 |  | 8718
2022-12-30 06:00 | 1849.0025 | 586.0025 |  | 8719
2022-12-30 07:00 | 2320.1924 | 807.3275 |  | 8720
2022-12-30 08:00 | 2626.6329 | 1033.9625 |  | 8721
2022-12-30 09:00 | 2872.9215 | 950.7525 |  | 8722
2022-12-30 10:00 | 2921.7114 | 919.51 |  | 8723
2022-12-30 11:00 | 2854.5418 | 875.495 |  | 8724
2022-12-30 12:00 | 2558.4608 | 820.465 |  | 8725
2022-12-30 13:00 | 2392.3747 | 711.5725 |  | 8726
2022-12-30 14:00 | 2342.9165 | 705.755 |  | 8727
2022-12-30 15:00 | 2266.3899 | 681.705 |  | 8728
2022-12-30 16:00 | 2324.8709 | 718.3175 |  | 8729
2022-12-30 17:00 | 2510.3392 | 679.7025 |  | 8730
2022-12-30 18:00 | 2444.1722 | 786.03 |  | 8731
2022-12-30 19:00 | 2179.838 | 858.4325 |  | 8732
2022-12-30 20:00 | 1973.6506 | 777.075 |  | 8733
2022-12-30 21:00 | 1863.038 | 700.2575 |  | 8734
2022-12-30 22:00 | 1662.8658 | 592.79 |  | 8735
2022-12-30 23:00 | 1508.8101 | 521.515 |  | 8736
2022-12-31 | 1397.1281 | 488.965 |  | 8737
2022-12-31 01:00 | 1341.2537 | 450.3525 |  | 8738
2022-12-31 02:00 | 1296.8749 | 442.485 |  | 8739
2022-12-31 03:00 | 1265.8633 | 421.6775 |  | 8740
2022-12-31 04:00 | 1221.0167 | 419.145 |  | 8741
2022-12-31 05:00 | 1395.1899 | 415.17 |  | 8742
2022-12-31 06:00 | 1693.677 | 519.285 |  | 8743
2022-12-31 07:00 | 2144.482 | 715.34 |  | 8744
2022-12-31 08:00 | 2497.3063 | 927.0675 |  | 8745
2022-12-31 09:00 | 2772.9357 | 936.73 |  | 8746
2022-12-31 10:00 | 2888.8284 | 879.83 |  | 8747
2022-12-31 11:00 | 2770.5296 | 804.2675 |  | 8748
2022-12-31 12:00 | 2493.7641 | 771.91 |  | 8749
2022-12-31 13:00 | 2379.7428 | 663.3675 |  | 8750
2022-12-31 14:00 | 2289.5818 | 639.9325 |  | 8751
2022-12-31 15:00 | 2247.8765 | 615.5475 |  | 8752
2022-12-31 16:00 | 2221.1423 | 619.655 |  | 8753
2022-12-31 17:00 | 2383.5524 | 591.53 |  | 8754
2022-12-31 18:00 | 2347.0603 | 846.1675 |  | 8755
2022-12-31 19:00 | 2175.6273 | 870.7175 |  | 8756
2022-12-31 20:00 | 1957.8775 | 757.435 |  | 8757
2022-12-31 21:00 | 1787.9149 | 675.665 |  | 8758
2022-12-31 22:00 | 1654.7787 | 599.1475 |  | 8759
2022-12-31 23:00 | 1529.8633 | 532.08 |  | 8760
2023-01-01 | 1400.3585 | 463.6475 | 1 | 1
2023-01-01 01:00 | 1294.0946 | 447.4775 | 1 | 2
2023-01-01 02:00 | 1249.6711 | 423.98 | 1 | 3
2023-01-01 03:00 | 1248.8711 | 406.8025 | 1 | 4
2023-01-01 04:00 | 1271.015 | 409.9225 | 1 | 5
2023-01-01 05:00 | 1401.8191 | 407.505 | 1 | 6
2023-01-01 06:00 | 1695.0859 | 485.525 | 1 | 7
2023-01-01 07:00 | 2067.3878 | 648.62 | 1 | 8
2023-01-01 08:00 | 2293.6551 | 815.9175 | 1 | 9
2023-01-01 09:00 | 2405.8113 | 857.1025 | 1 | 10
2023-01-01 10:00 | 2415.3233 | 859.0975 | 1 | 11
2023-01-01 11:00 | 2283.6308 | 825.5775 | 1 | 12
2023-01-01 12:00 | 2051.6583 | 700.995 | 1 | 13
2023-01-01 13:00 | 1817.9847 | 629.5675 | 1 | 14
2023-01-01 14:00 | 1722.7361 | 551.965 | 1 | 15
2023-01-01 15:00 | 1522.3633 | 536.305 | 1 | 16
2023-01-01 16:00 | 1525.0511 | 507.2475 | 1 | 17
2023-01-01 17:00 | 1723.8866 | 529.5425 | 1 | 18
2023-01-01 18:00 | 1729.0329 | 709.08 | 1 | 19
2023-01-01 19:00 | 1674.8962 | 701.1825 | 1 | 20
2023-01-01 20:00 | 1618.8881 | 677.115 | 1 | 21
2023-01-01 21:00 | 1559.8724 | 602.4625 | 1 | 22
2023-01-01 22:00 | 1408.7575 | 513.685 | 1 | 23
2023-01-01 23:00 | 1260.316 | 468.01 | 1 | 24
2023-01-02 | 1201.523 | 456.345 | 1 | 25
2023-01-02 01:00 | 1142.9797 | 368.46 | 1 | 26
2023-01-02 02:00 | 1130.9045 | 357.62 | 1 | 27
2023-01-02 03:00 | 1107.7146 | 357.7525 | 1 | 28
2023-01-02 04:00 | 1149.174 | 376.4075 | 1 | 29
2023-01-02 05:00 | 1336.7213 | 437.935 | 1 | 30
2023-01-02 06:00 | 1746.8165 | 531.68 | 1 | 31
2023-01-02 07:00 | 2231.9367 | 784.415 | 1 | 32
2023-01-02 08:00 | 2461.2116 | 1038.42 | 1 | 33
2023-01-02 09:00 | 2666.8037 | 1142.4925 | 1 | 34
2023-01-02 10:00 | 2650.2499 | 1132.1225 | 1 | 35
2023-01-02 11:00 | 2481.1963 | 1060.98 | 1 | 36
2023-01-02 12:00 | 2284.513 | 1003.0575 | 1 | 37
2023-01-02 13:00 | 2210.2419 | 907.4875 | 1 | 38
2023-01-02 14:00 | 2214.3108 | 939.63 | 1 | 39
2023-01-02 15:00 | 2162.3795 | 915.695 | 1 | 40
2023-01-02 16:00 | 2251.4856 | 885.6275 | 1 | 41
2023-01-02 17:00 | 2364.9053 | 919.015 | 1 | 42
2023-01-02 18:00 | 2372.7919 | 1111.8875 | 1 | 43
2023-01-02 19:00 | 2122.56 | 1089.24 | 1 | 44
2023-01-02 20:00 | 1971.7124 | 962.995 | 1 | 45
2023-01-02 21:00 | 1832.4274 | 912.79 | 1 | 46
2023-01-02 22:00 | 1638.9387 | 840.365 | 1 | 47
2023-01-02 23:00 | 1449.8613 | 713.8775 | 1 | 48
2023-01-03 | 1303.1798 | 626.045 | 1 | 49
2023-01-03 01:00 | 1226.4571 | 580.27 | 1 | 50
2023-01-03 02:00 | 1195.6012 | 539.81 | 1 | 51
2023-01-03 03:00 | 1179.1617 | 528.8025 | 1 | 52
2023-01-03 04:00 | 1229.7775 | 534.155 | 1 | 53
2023-01-03 05:00 | 1449.1386 | 578.86 | 1 | 54
2023-01-03 06:00 | 1881.7573 | 688.3575 | 1 | 55
2023-01-03 07:00 | 2331.9893 | 953.9725 | 1 | 56
2023-01-03 08:00 | 2685.5782 | 1180.725 | 1 | 57
2023-01-03 09:00 | 2873.8599 | 1254.97 | 1 | 58
2023-01-03 10:00 | 2785.6585 | 1225.5775 | 1 | 59
2023-01-03 11:00 | 2588.6009 | 1137.3975 | 1 | 60
2023-01-03 12:00 | 2298.7489 | 1094.0825 | 1 | 61
2023-01-03 13:00 | 2242.4566 | 985.9875 | 1 | 62
2023-01-03 14:00 | 2288.966 | 1002.03 | 1 | 63
2023-01-03 15:00 | 2190.7177 | 968.63 | 1 | 64
2023-01-03 16:00 | 2321.596 | 987.5175 | 1 | 65
2023-01-03 17:00 | 2474.6492 | 975.53 | 1 | 66
2023-01-03 18:00 | 2454.5317 | 1155.925 | 1 | 67
2023-01-03 19:00 | 2206.5722 | 1100.885 | 1 | 68
2023-01-03 20:00 | 2062.9428 | 1027.3275 | 1 | 69
2023-01-03 21:00 | 1902.3372 | 983.02 | 1 | 70
2023-01-03 22:00 | 1694.2785 | 896.325 | 1 | 71
2023-01-03 23:00 | 1485.8856 | 742.5725 | 1 | 72
2023-01-04 | 1398.4871 | 726.935 | 1 | 73
2023-01-04 01:00 | 1291.7554 | 590.285 | 1 | 74
2023-01-04 02:00 | 1267.8503 | 583.395 | 1 | 75
2023-01-04 03:00 | 1252.0123 | 566.3625 | 1 | 76
2023-01-04 04:00 | 1259.2519 | 568.91 | 1 | 77
2023-01-04 05:00 | 1456.9583 | 611.6425 | 1 | 78
2023-01-04 06:00 | 1954.3405 | 751.845 | 1 | 79
2023-01-04 07:00 | 2574.201 | 975.055 | 1 | 80
2023-01-04 08:00 | 2727.1498 | 1233.63 | 1 | 81
2023-01-04 09:00 | 2957.5379 | 1277.1525 | 1 | 82
2023-01-04 10:00 | 2973.7335 | 1337.7325 | 1 | 83
2023-01-04 11:00 | 2787.0353 | 1294.25 | 1 | 84
2023-01-04 12:00 | 2546.4411 | 1175.7375 | 1 | 85
2023-01-04 13:00 | 2427.8581 | 1235.7725 | 1 | 86
2023-01-04 14:00 | 2329.4683 | 1251.1575 | 1 | 87
2023-01-04 15:00 | 2345.9765 | 1135.4375 | 1 | 88
2023-01-04 16:00 | 2436.4193 | 1086.8575 | 1 | 89
2023-01-04 17:00 | 2524.5752 | 1069.2 | 1 | 90
2023-01-04 18:00 | 2504.3241 | 1175.685 | 1 | 91
2023-01-04 19:00 | 2264.318 | 1157.36 | 1 | 92
2023-01-04 20:00 | 2148.4922 | 1075.8875 | 1 | 93
2023-01-04 21:00 | 2003.9271 | 1109.3375 | 1 | 94
2023-01-04 22:00 | 1770.5377 | 1170.385 | 1 | 95
2023-01-04 23:00 | 1541.1585 | 1105.285 | 1 | 96
2023-01-05 |  | 930.8525 | 1 | 97
2023-01-05 01:00 |  | 941.995 | 1 | 98
2023-01-05 02:00 |  | 894.4175 | 1 | 99
2023-01-05 03:00 |  | 896.115 | 1 | 100
2023-01-05 04:00 |  | 904.6425 | 1 | 101
2023-01-05 05:00 |  | 923.6575 | 1 | 102
2023-01-05 06:00 |  | 928.05 | 1 | 103
2023-01-05 07:00 |  | 968.0925 | 1 | 104
2023-01-05 08:00 |  | 1208.9625 | 1 | 105
2023-01-05 09:00 |  | 1219.65 | 1 | 106
2023-01-05 10:00 |  | 1342.7025 | 1 | 107
2023-01-05 11:00 |  | 1312.235 | 1 | 108
2023-01-05 12:00 |  | 1230.0475 | 1 | 109
2023-01-05 13:00 |  | 1145.675 | 1 | 110
2023-01-05 14:00 |  | 1124.1025 | 1 | 111
2023-01-05 15:00 |  | 1117.0975 | 1 | 112
2023-01-05 16:00 |  | 1064.405 | 1 | 113
2023-01-05 17:00 |  | 1081.1525 | 1 | 114
2023-01-05 18:00 |  | 1192.9575 | 1 | 115
2023-01-05 19:00 |  | 1211.6725 | 1 | 116
2023-01-05 20:00 |  | 1126.5075 | 1 | 117
2023-01-05 21:00 |  | 997.7325 | 1 | 118
2023-01-05 22:00 |  | 919.08 | 1 | 119
2023-01-05 23:00 |  | 822.66 | 1 | 120
2023-01-06 | 1393.8532 | 751.735 | 1 | 121
2023-01-06 01:00 | 1337.7114 | 685.475 | 1 | 122
2023-01-06 02:00 | 1236.7899 | 613.7575 | 1 | 123
2023-01-06 03:00 | 1216.0709 | 597.6175 | 1 | 124
2023-01-06 04:00 | 1259.1797 | 597.0675 | 1 | 125
2023-01-06 05:00 | 1443.3114 | 624.615 | 1 | 126
2023-01-06 06:00 | 1827.6152 | 782.5475 | 1 | 127
2023-01-06 07:00 | 2423.4532 | 990.615 | 1 | 128
2023-01-06 08:00 | 2801.7418 | 1262.33 | 1 | 129
2023-01-06 09:00 | 2988.5468 | 1346.795 | 1 | 130
2023-01-06 10:00 | 2973.843 | 1407.7625 | 1 | 131
2023-01-06 11:00 | 2891.3013 | 1321.1575 | 1 | 132
2023-01-06 12:00 | 2587.8684 | 1257.4625 | 1 | 133
2023-01-06 13:00 | 2423.4532 | 1116.4625 | 1 | 134
2023-01-06 14:00 | 2298.4709 | 1093.145 | 1 | 135
2023-01-06 15:00 | 2247.6759 | 1118.53 | 1 | 136
2023-01-06 16:00 | 2293.1241 | 1154.2275 | 1 | 137
2023-01-06 17:00 | 2526.0456 | 1053.125 | 1 | 138
2023-01-06 18:00 | 2469.2354 | 1181.3525 | 1 | 139
2023-01-06 19:00 | 2249.3468 | 1153.2225 | 1 | 140
2023-01-06 20:00 | 2090.9468 | 1139.3225 | 1 | 141
2023-01-06 21:00 | 1949.2557 | 975.8075 | 1 | 142
2023-01-06 22:00 | 1755.4329 | 923.9075 | 1 | 143
2023-01-06 23:00 | 1540.1559 | 798.7575 | 1 | 144
2023-01-07 | 1403.8785 | 774.54 | 1 | 145
2023-01-07 01:00 | 1283.2405 | 656.8525 | 1 | 146
2023-01-07 02:00 | 1247.8177 | 624.6325 | 1 | 147
2023-01-07 03:00 | 1202.0354 | 585.0225 | 1 | 148
2023-01-07 04:00 | 1215.0684 | 561.185 | 1 | 149
2023-01-07 05:00 | 1378.481 | 632.4025 | 1 | 150
2023-01-07 06:00 | 1736.719 | 689.515 | 1 | 151
2023-01-07 07:00 | 2358.6228 | 898.655 | 1 | 152
2023-01-07 08:00 | 2699.1494 | 1139.6275 | 1 | 153
2023-01-07 09:00 | 2966.8253 | 1213.6025 | 1 | 154
2023-01-07 10:00 | 3057.7215 | 1264.3425 | 1 | 155
2023-01-07 11:00 | 2906.6734 | 1299.165 | 1 | 156
2023-01-07 12:00 | 2574.1671 | 1275.2325 | 1 | 157
2023-01-07 13:00 | 2461.5494 | 1099.0875 | 1 | 158
2023-01-07 14:00 | 2384.0203 | 1111.085 | 1 | 159
2023-01-07 15:00 | 2279.757 | 1073.5925 | 1 | 160
2023-01-07 16:00 | 2313.1747 | 1047.3125 | 1 | 161
2023-01-07 17:00 | 2443.838 | 1084.64 | 1 | 162
2023-01-07 18:00 | 2461.8835 | 1200.565 | 1 | 163
2023-01-07 19:00 | 2290.4506 | 1206.6575 | 1 | 164
2023-01-07 20:00 | 2080.2532 | 1162.625 | 1 | 165
2023-01-07 21:00 | 1936.2228 | 1109.7625 | 1 | 166
2023-01-07 22:00 | 1780.8304 | 1024.105 | 1 | 167
2023-01-07 23:00 | 1589.9484 | 876.46 | 1 | 168
2023-01-08 | 1406.5074 | 735.005 | 1 | 169
2023-01-08 01:00 | 1299.1073 | 719.3475 | 1 | 170
2023-01-08 02:00 | 1266.5136 | 701.1875 | 1 | 171
2023-01-08 03:00 | 1251.6113 | 682.5825 | 1 | 172
2023-01-08 04:00 | 1252.3679 | 642.6525 | 1 | 173
2023-01-08 05:00 | 1406.0965 | 710.05 | 1 | 174
2023-01-08 06:00 | 1673.1638 | 720.5975 | 1 | 175
2023-01-08 07:00 | 2174.5919 | 868.455 | 1 | 176
2023-01-08 08:00 | 2396.8491 | 1055.405 | 1 | 177
2023-01-08 09:00 | 2602.6417 | 1108.085 | 1 | 178
2023-01-08 10:00 | 2657.6686 | 1117.83 | 1 | 179
2023-01-08 11:00 | 2529.251 | 1096.41 | 1 | 180
2023-01-08 12:00 | 2289.5925 | 997.2125 | 1 | 181
2023-01-08 13:00 | 2038.4748 | 886.745 | 1 | 182
2023-01-08 14:00 | 1880.401 | 844.0625 | 1 | 183
2023-01-08 15:00 | 1803.6068 | 837.765 | 1 | 184
2023-01-08 16:00 | 1748.4152 | 808.2425 | 1 | 185
2023-01-08 17:00 | 1911.6942 | 797.0725 | 1 | 186
2023-01-08 18:00 | 1950.7929 | 939.385 | 1 | 187
2023-01-08 19:00 | 1885.2274 | 959.8325 | 1 | 188
2023-01-08 20:00 | 1851.1413 | 912.2625 | 1 | 189
2023-01-08 21:00 | 1741.999 | 872.9 | 1 | 190
2023-01-08 22:00 | 1570.1651 | 818.7675 | 1 | 191
2023-01-08 23:00 | 1380.8203 | 709.4675 | 1 | 192
2023-01-09 | 1275.7104 | 636.4775 | 1 | 193
2023-01-09 01:00 | 1209.2136 | 549.0675 | 1 | 194
2023-01-09 02:00 | 1183.0361 | 500.04 | 1 | 195
2023-01-09 03:00 | 1144.6746 | 488.1075 | 1 | 196
2023-01-09 04:00 | 1185.7998 | 506.43 | 1 | 197
2023-01-09 05:00 | 1358.376 | 576.945 | 1 | 198
2023-01-09 06:00 | 1741.737 | 686.8525 | 1 | 199
2023-01-09 07:00 | 2332.123 | 982.1225 | 1 | 200
2023-01-09 08:00 | 2693.3311 | 1226.1425 | 1 | 201
2023-01-09 09:00 | 2861.629 | 1303.2125 | 1 | 202
2023-01-09 10:00 | 2818.4079 | 1303.2 | 1 | 203
2023-01-09 11:00 | 2663.8576 | 1278.5875 | 1 | 204
2023-01-09 12:00 | 2377.2137 | 1235.7125 | 1 | 205
2023-01-09 13:00 | 2249.8085 | 1133.235 | 1 | 206
2023-01-09 14:00 | 2229.8835 | 1108.3925 | 1 | 207
2023-01-09 15:00 | 2199.2058 | 1191.8575 | 1 | 208
2023-01-09 16:00 | 2256.6988 | 1139.075 | 1 | 209
2023-01-09 17:00 | 2384.3545 | 1125.3775 | 1 | 210
2023-01-09 18:00 | 2408.7494 | 1200.5025 | 1 | 211
2023-01-09 19:00 | 2208.7109 | 1219.455 | 1 | 212
2023-01-09 20:00 | 2048.9074 | 1159.0875 | 1 | 213
2023-01-09 21:00 | 1895.0522 | 1106.655 | 1 | 214
2023-01-09 22:00 | 1698.8233 | 1014.7125 | 1 | 215
2023-01-09 23:00 | 1494.5742 | 869.7075 | 1 | 216
2023-01-10 | 1388.5286 | 748.37 | 1 | 217
2023-01-10 01:00 | 1306.8602 | 689.3525 | 1 | 218
2023-01-10 02:00 | 1265.4442 | 639.3775 | 1 | 219
2023-01-10 03:00 | 1248.5369 | 629.64 | 1 | 220
2023-01-10 04:00 | 1282.7112 | 632.875 | 1 | 221
2023-01-10 05:00 | 1474.7365 | 697.905 | 1 | 222
2023-01-10 06:00 | 1908.0904 | 792.6075 | 1 | 223
2023-01-10 07:00 | 2459.7787 | 1019.4725 | 1 | 224
2023-01-10 08:00 | 2728.8876 | 1294.72 | 1 | 225
2023-01-10 09:00 | 2980.3288 | 1376.425 | 1 | 226
2023-01-10 10:00 | 2874.9507 | 1458.6625 | 1 | 227
2023-01-10 11:00 | 2745.4637 | 1338.6175 | 1 | 228
2023-01-10 12:00 | 2477.6674 | 1250.4025 | 1 | 229
2023-01-10 13:00 | 2333.9543 | 1103.7525 | 1 | 230
2023-01-10 14:00 | 2334.6146 | 1075.92 | 1 | 231
2023-01-10 15:00 | 2248.9982 | 1064.47 | 1 | 232
2023-01-10 16:00 | 2318.1205 | 1073.945 | 1 | 233
2023-01-10 17:00 | 2493.2294 | 1047.4575 | 1 | 234
2023-01-10 18:00 | 2505.3266 | 1121.7625 | 1 | 235
2023-01-10 19:00 | 2228.7615 | 1181.81 | 1 | 236
2023-01-10 20:00 | 2043.2932 | 1174.725 | 1 | 237
2023-01-10 21:00 | 1904.0081 | 1119.2425 | 1 | 238
2023-01-10 22:00 | 1713.0593 | 1023.5225 | 1 | 239
2023-01-10 23:00 | 1505.2679 | 869.7175 | 1 | 240
2023-01-11 | 1372.3322 | 722.0225 | 1 | 241
2023-01-11 01:00 | 1275.7884 | 692.18 | 1 | 242
2023-01-11 02:00 | 1259.7479 | 652.355 | 1 | 243
2023-01-11 03:00 | 1238.1934 | 681.185 | 1 | 244
2023-01-11 04:00 | 1216.7727 | 678.4925 | 1 | 245
2023-01-11 05:00 | 1374.8385 | 745.0975 | 1 | 246
2023-01-11 06:00 | 1748.2481 | 817.3325 | 1 | 247
2023-01-11 07:00 | 2266.6906 | 929.735 | 1 | 248
2023-01-11 08:00 | 2529.9889 | 1151.515 | 1 | 249
2023-01-11 09:00 | 2734.9732 | 1350.72 | 1 | 250
2023-01-11 10:00 | 2777.3803 | 1438.215 | 1 | 251
2023-01-11 11:00 | 2716.0922 | 1455.4575 | 1 | 252
2023-01-11 12:00 | 2528.9195 | 1294.8775 | 1 | 253
2023-01-11 13:00 | 2271.5362 | 1002.6425 | 1 | 254
2023-01-11 14:00 | 2193.1382 | 1031.89 | 1 | 255
2023-01-11 15:00 | 2230.8334 | 1019.94 | 1 | 256
2023-01-11 16:00 | 2256.4314 | 991.665 | 1 | 257
2023-01-11 17:00 | 2412.158 | 1024.705 | 1 | 258
2023-01-11 18:00 | 2487.8825 | 1168.7075 | 1 | 259
2023-01-11 19:00 | 2384.5884 | 1217.8625 | 1 | 260
2023-01-11 20:00 | 2200.8912 | 1073.1125 | 1 | 261
2023-01-11 21:00 | 1965.8309 | 1015.3275 | 1 | 262
2023-01-11 22:00 | 1788.4496 | 905.05 | 1 | 263
2023-01-11 23:00 | 1600.2076 | 827.445 | 1 | 264
2023-01-12 | 1374.7382 | 753.9225 | 1 | 265
2023-01-12 01:00 | 1279.4977 | 657.03 | 1 | 266
2023-01-12 02:00 | 1241.4015 | 597.8575 | 1 | 267
2023-01-12 03:00 | 1199.2952 | 574.315 | 1 | 268
2023-01-12 04:00 | 1230.0395 | 583.0375 | 1 | 269
2023-01-12 05:00 | 1391.1129 | 679.52 | 1 | 270
2023-01-12 06:00 | 1780.0952 | 774.445 | 1 | 271
2023-01-12 07:00 | 2344.5205 | 1024.5075 | 1 | 272
2023-01-12 08:00 | 2635.2547 | 1265.195 | 1 | 273
2023-01-12 09:00 | 2842.7787 | 1335.565 | 1 | 274
2023-01-12 10:00 | 2882.5458 | 1303.3225 | 1 | 275
2023-01-12 11:00 | 2718.1306 | 1201.475 | 1 | 276
2023-01-12 12:00 | 2460.48 | 1112.2625 | 1 | 277
2023-01-12 13:00 | 2256.9661 | 1019.615 | 1 | 278
2023-01-12 14:00 | 2184.7838 | 1041.71 | 1 | 279
2023-01-12 15:00 | 2081.1889 | 1077.4725 | 1 | 280
2023-01-12 16:00 | 2129.9787 | 1029.4 | 1 | 281
2023-01-12 17:00 | 2247.9433 | 920.36 | 1 | 282
2023-01-12 18:00 | 2277.6851 | 1119.8175 | 1 | 283
2023-01-12 19:00 | 2130.3129 | 1175.2425 | 1 | 284
2023-01-12 20:00 | 2005.6648 | 1150.635 | 1 | 285
2023-01-12 21:00 | 1878.3433 | 1146.09 | 1 | 286
2023-01-12 22:00 | 1709.918 | 1044.06 | 1 | 287
2023-01-12 23:00 | 1517.7661 | 939.155 | 1 | 288
2023-01-13 |  | 840.58 | 1 | 289
2023-01-13 01:00 |  | 639.8825 | 1 | 290
2023-01-13 02:00 |  | 572.19 | 1 | 291
2023-01-13 03:00 |  | 583.06 | 1 | 292
2023-01-13 04:00 |  | 576.54 | 1 | 293
2023-01-13 05:00 |  | 628.345 | 1 | 294
2023-01-13 06:00 |  | 735.52 | 1 | 295
2023-01-13 07:00 |  | 988.9775 | 1 | 296
2023-01-13 08:00 |  | 1213.4975 | 1 | 297
2023-01-13 09:00 |  | 1254.24 | 1 | 298
2023-01-13 10:00 |  | 1248.4525 | 1 | 299
2023-01-13 11:00 |  | 1166.5425 | 1 | 300
2023-01-13 12:00 |  | 1083.8075 | 1 | 301
2023-01-13 13:00 |  | 1012.0525 | 1 | 302
2023-01-13 14:00 |  | 1064.815 | 1 | 303
2023-01-13 15:00 |  | 1054.1 | 1 | 304
2023-01-13 16:00 |  | 1031.195 | 1 | 305
2023-01-13 17:00 |  | 981.505 | 1 | 306
2023-01-13 18:00 |  | 1059.63 | 1 | 307
2023-01-13 19:00 |  | 1073.2875 | 1 | 308
2023-01-13 20:00 |  | 983.0825 | 1 | 309
2023-01-13 21:00 |  | 913.2975 | 1 | 310
2023-01-13 22:00 |  | 834.3375 | 1 | 311
2023-01-13 23:00 |  | 787.485 | 1 | 312
2023-01-14 |  | 671.8125 | 1 | 313
2023-01-14 01:00 |  | 608.465 | 1 | 314
2023-01-14 02:00 |  | 592.7175 | 1 | 315
2023-01-14 03:00 |  | 580.475 | 1 | 316
2023-01-14 04:00 |  | 602.425 | 1 | 317
2023-01-14 05:00 |  | 651.4425 | 1 | 318
2023-01-14 06:00 |  | 738.335 | 1 | 319
2023-01-14 07:00 |  | 921.09 | 1 | 320
2023-01-14 08:00 |  | 1126.9125 | 1 | 321
2023-01-14 09:00 |  | 1205.0475 | 1 | 322
2023-01-14 10:00 |  | 1230.4525 | 1 | 323
2023-01-14 11:00 |  | 1128.2 | 1 | 324
2023-01-14 12:00 |  | 1022.9075 | 1 | 325
2023-01-14 13:00 |  | 932.7475 | 1 | 326
2023-01-14 14:00 |  | 914.3025 | 1 | 327
2023-01-14 15:00 |  | 902.4025 | 1 | 328
2023-01-14 16:00 |  | 911.7525 | 1 | 329
2023-01-14 17:00 |  | 899.955 | 1 | 330
2023-01-14 18:00 |  | 1012.8275 | 1 | 331
2023-01-14 19:00 |  | 1022.0825 | 1 | 332
2023-01-14 20:00 |  | 953.755 | 1 | 333
2023-01-14 21:00 |  | 875.445 | 1 | 334
2023-01-14 22:00 |  | 799.8725 | 1 | 335
2023-01-14 23:00 |  | 761.01 | 1 | 336
2023-01-15 | 1362.4628 | 636.1875 | 1 | 337
2023-01-15 01:00 | 1273.5093 | 609.89 | 1 | 338
2023-01-15 02:00 | 1251.8766 | 586.9925 | 1 | 339
2023-01-15 03:00 | 1190.6574 | 557.8325 | 1 | 340
2023-01-15 04:00 | 1208.5907 | 561.2225 | 1 | 341
2023-01-15 05:00 | 1374.0824 | 556.0625 | 1 | 342
2023-01-15 06:00 | 1589.6195 | 591.84 | 1 | 343
2023-01-15 07:00 | 2045.1984 | 758.8575 | 1 | 344
2023-01-15 08:00 | 2371.7189 | 903.79 | 1 | 345
2023-01-15 09:00 | 2553.0498 | 982.915 | 1 | 346
2023-01-15 10:00 | 2508.1578 | 968.55 | 1 | 347
2023-01-15 11:00 | 2391.971 | 920.4375 | 1 | 348
2023-01-15 12:00 | 2144.6932 | 842.5825 | 1 | 349
2023-01-15 13:00 | 1900.4596 | 755.4525 | 1 | 350
2023-01-15 14:00 | 1699.4106 | 776.705 | 1 | 351
2023-01-15 15:00 | 1656.9699 | 723.1225 | 1 | 352
2023-01-15 16:00 | 1542.2947 | 700.58 | 1 | 353
2023-01-15 17:00 | 1797.0714 | 618.7975 | 1 | 354
2023-01-15 18:00 | 1858.0922 | 772.3325 | 1 | 355
2023-01-15 19:00 | 1844.5246 | 831.39 | 1 | 356
2023-01-15 20:00 | 1785.6425 | 765.575 | 1 | 357
2023-01-15 21:00 | 1712.1236 | 770.51 | 1 | 358
2023-01-15 22:00 | 1523.2466 | 698.8575 | 1 | 359
2023-01-15 23:00 | 1386.9691 | 631.4025 | 1 | 360
2023-01-16 | 1216.0598 | 591.15 | 1 | 361
2023-01-16 01:00 | 1141.6429 | 508.76 | 1 | 362
2023-01-16 02:00 | 1103.268 | 471.97 | 1 | 363
2023-01-16 03:00 | 1119.7116 | 466.9875 | 1 | 364
2023-01-16 04:00 | 1141.02 | 472.14 | 1 | 365
2023-01-16 05:00 | 1346.2788 | 531.26 | 1 | 366
2023-01-16 06:00 | 1787.419 | 648.9025 | 1 | 367
2023-01-16 07:00 | 2360.4612 | 916.05 | 1 | 368
2023-01-16 08:00 | 2647.4151 | 1170.5575 | 1 | 369
2023-01-16 09:00 | 2805.2867 | 1228.9325 | 1 | 370
2023-01-16 10:00 | 2799.9613 | 1174.55 | 1 | 371
2023-01-16 11:00 | 2619.9467 | 1101.7625 | 1 | 372
2023-01-16 12:00 | 2358.1657 | 1059.93 | 1 | 373
2023-01-16 13:00 | 2279.8176 | 959.8975 | 1 | 374
2023-01-16 14:00 | 2212.9073 | 955.1175 | 1 | 375
2023-01-16 15:00 | 2239.3405 | 971.3 | 1 | 376
2023-01-16 16:00 | 2230.6663 | 972.6525 | 1 | 377
2023-01-16 17:00 | 2406.2096 | 1007.0125 | 1 | 378
2023-01-16 18:00 | 2394.4466 | 1131.1575 | 1 | 379
2023-01-16 19:00 | 2184.1489 | 1119.6025 | 1 | 380
2023-01-16 20:00 | 2066.4517 | 971.87 | 1 | 381
2023-01-16 21:00 | 1928.3362 | 933.545 | 1 | 382
2023-01-16 22:00 | 1730.7038 | 889.095 | 1 | 383
2023-01-16 23:00 | 1512.6866 | 843.9025 | 1 | 384
2023-01-17 | 1356.882 | 716.05 | 1 | 385
2023-01-17 01:00 | 1282.1645 | 653.9825 | 1 | 386
2023-01-17 02:00 | 1250.8073 | 633.74 | 1 | 387
2023-01-17 03:00 | 1239.0128 | 627.155 | 1 | 388
2023-01-17 04:00 | 1234.1886 | 609.4775 | 1 | 389
2023-01-17 05:00 | 1452.1796 | 614.8875 | 1 | 390
2023-01-17 06:00 | 1867.3208 | 766.0375 | 1 | 391
2023-01-17 07:00 | 2552.7802 | 1038.2675 | 1 | 392
2023-01-17 08:00 | 2773.0658 | 1247.115 | 1 | 393
2023-01-17 09:00 | 2913.9612 | 1309.6925 | 1 | 394
2023-01-17 10:00 | 2824.0221 | 1209.56 | 1 | 395
2023-01-17 11:00 | 2658.4439 | 1120.5325 | 1 | 396
2023-01-17 12:00 | 2305.7667 | 1017.8475 | 1 | 397
2023-01-17 13:00 | 2348.4576 | 912.19 | 1 | 398
2023-01-17 14:00 | 2303.6698 | 947.675 | 1 | 399
2023-01-17 15:00 | 2287.2949 | 962.3475 | 1 | 400
2023-01-17 16:00 | 2365.1058 | 933.79 | 1 | 401
2023-01-17 17:00 | 2482.001 | 931.9375 | 1 | 402
2023-01-17 18:00 | 2504.8588 | 1004.6975 | 1 | 403
2023-01-17 19:00 | 2285.5048 | 1095.475 | 1 | 404
2023-01-17 20:00 | 2159.52 | 1006.1 | 1 | 405
2023-01-17 21:00 | 1938.8962 | 1023.2675 | 1 | 406
2023-01-17 22:00 | 1731.9737 | 879.11 | 1 | 407
2023-01-17 23:00 | 1507.6739 | 804.64 | 1 | 408
2023-01-18 | 1356.1803 | 710.855 | 1 | 409
2023-01-18 01:00 | 1300.0429 | 646.24 | 1 | 410
2023-01-18 02:00 | 1258.3597 | 606.73 | 1 | 411
2023-01-18 03:00 | 1211.2427 | 598.1775 | 1 | 412
2023-01-18 04:00 | 1249.0261 | 577.9975 | 1 | 413
2023-01-18 05:00 | 1460.7679 | 600.4375 | 1 | 414
2023-01-18 06:00 | 1965.0342 | 709.8575 | 1 | 415
2023-01-18 07:00 | 2572.9311 | 956.0125 | 1 | 416
2023-01-18 08:00 | 2838.4977 | 1213.25 | 1 | 417
2023-01-18 09:00 | 2921.9814 | 1267.3375 | 1 | 418
2023-01-18 10:00 | 2873.1461 | 1185.5125 | 1 | 419
2023-01-18 11:00 | 2758.2293 | 1123.4 | 1 | 420
2023-01-18 12:00 | 2463.9662 | 1038.455 | 1 | 421
2023-01-18 13:00 | 2363.295 | 960.3825 | 1 | 422
2023-01-18 14:00 | 2355.6678 | 989.6725 | 1 | 423
2023-01-18 15:00 | 2288.1638 | 973.59 | 1 | 424
2023-01-18 16:00 | 2326.5418 | 983.17 | 1 | 425
2023-01-18 17:00 | 2466.9631 | 1000.34 | 1 | 426
2023-01-18 18:00 | 2465.1585 | 1099.195 | 1 | 427
2023-01-18 19:00 | 2286.4405 | 1133.9275 | 1 | 428
2023-01-18 20:00 | 2128.0405 | 1058.425 | 1 | 429
2023-01-18 21:00 | 1959.9494 | 982.895 | 1 | 430
2023-01-18 22:00 | 1732.8425 | 877.745 | 1 | 431
2023-01-18 23:00 | 1516.5631 | 805.455 | 1 | 432
2023-01-19 | 1384.3848 | 718.255 | 1 | 433
2023-01-19 01:00 | 1311.9397 | 635.2525 | 1 | 434
2023-01-19 02:00 | 1257.023 | 616.7975 | 1 | 435
2023-01-19 03:00 | 1230.4245 | 605.3275 | 1 | 436
2023-01-19 04:00 | 1273.6884 | 583.135 | 1 | 437
2023-01-19 05:00 | 1449.7401 | 652.445 | 1 | 438
2023-01-19 06:00 | 1949.1942 | 821.99 | 1 | 439
2023-01-19 07:00 | 2580.5503 | 1013.88 | 1 | 440
2023-01-19 08:00 | 2797.5944 | 1231.6875 | 1 | 441
2023-01-19 09:00 | 2947.8467 | 1280.425 | 1 | 442
2023-01-19 10:00 | 2844.2732 | 1225.6725 | 1 | 443
2023-01-19 11:00 | 2685.646 | 1091.54 | 1 | 444
2023-01-19 12:00 | 2380.5555 | 1022.4625 | 1 | 445
2023-01-19 13:00 | 2279.8176 | 986.8225 | 1 | 446
2023-01-19 14:00 | 2256.0161 | 1005.16 | 1 | 447
2023-01-19 15:00 | 2273.1927 | 1006.075 | 1 | 448
2023-01-19 16:00 | 2329.7499 | 987.4575 | 1 | 449
2023-01-19 17:00 | 2456.8041 | 996.55 | 1 | 450
2023-01-19 18:00 | 2456.3362 | 1075.9775 | 1 | 451
2023-01-19 19:00 | 2256.7656 | 1072.4075 | 1 | 452
2023-01-19 20:00 | 2092.6846 | 968.51 | 1 | 453
2023-01-19 21:00 | 1929.1383 | 922.34 | 1 | 454
2023-01-19 22:00 | 1733.1099 | 858.665 | 1 | 455
2023-01-19 23:00 | 1520.9074 | 789.165 | 1 | 456
2023-01-20 | 1370.7281 | 650.415 | 1 | 457
2023-01-20 01:00 | 1291.2608 | 618.095 | 1 | 458
2023-01-20 02:00 | 1250.6916 | 603.9425 | 1 | 459
2023-01-20 03:00 | 1213.5311 | 590.9 | 1 | 460
2023-01-20 04:00 | 1273.4157 | 595.135 | 1 | 461
2023-01-20 05:00 | 1490.0962 | 621.3325 | 1 | 462
2023-01-20 06:00 | 1943.5078 | 770.8225 | 1 | 463
2023-01-20 07:00 | 2572.3625 | 995.0875 | 1 | 464
2023-01-20 08:00 | 2797.3975 | 1209.2625 | 1 | 465
2023-01-20 09:00 | 2942.0962 | 1237.375 | 1 | 466
2023-01-20 10:00 | 2929.8653 | 1172.315 | 1 | 467
2023-01-20 11:00 | 2794.9914 | 1095.14 | 1 | 468
2023-01-20 12:00 | 2540.482 | 1035.8125 | 1 | 469
2023-01-20 13:00 | 2354.2785 | 911.48 | 1 | 470
2023-01-20 14:00 | 2313.3084 | 889.1425 | 1 | 471
2023-01-20 15:00 | 2286.641 | 924.2125 | 1 | 472
2023-01-20 16:00 | 2334.0273 | 885.595 | 1 | 473
2023-01-20 17:00 | 2432.1418 | 922.7625 | 1 | 474
2023-01-20 18:00 | 2411.6233 | 969.88 | 1 | 475
2023-01-20 19:00 | 2210.7828 | 1048.6675 | 1 | 476
2023-01-20 20:00 | 2042.8922 | 935.4725 | 1 | 477
2023-01-20 21:00 | 1878.2765 | 854.325 | 1 | 478
2023-01-20 22:00 | 1686.1246 | 798.665 | 1 | 479
2023-01-20 23:00 | 1491.4329 | 719.6275 | 1 | 480
2023-01-21 | 1361.1261 | 648.7575 | 1 | 481
2023-01-21 01:00 | 1289.884 | 613.5375 | 1 | 482
2023-01-21 02:00 | 1270.5906 | 604.58 | 1 | 483
2023-01-21 03:00 | 1258.1612 | 573.3025 | 1 | 484
2023-01-21 04:00 | 1280.7729 | 581.455 | 1 | 485
2023-01-21 05:00 | 1464.5776 | 635.3175 | 1 | 486
2023-01-21 06:00 | 1869.5932 | 756.3025 | 1 | 487
2023-01-21 07:00 | 2464.3903 | 903.8425 | 1 | 488
2023-01-21 08:00 | 2708.5696 | 1105.465 | 1 | 489
2023-01-21 09:00 | 2830.0159 | 1153.14 | 1 | 490
2023-01-21 10:00 | 2780.9132 | 1069.195 | 1 | 491
2023-01-21 11:00 | 2692.8642 | 1045.32 | 1 | 492
2023-01-21 12:00 | 2399.871 | 986.12 | 1 | 493
2023-01-21 13:00 | 2291.4469 | 836.325 | 1 | 494
2023-01-21 14:00 | 2231.6212 | 864.7275 | 1 | 495
2023-01-21 15:00 | 2182.096 | 899.1975 | 1 | 496
2023-01-21 16:00 | 2227.6922 | 848.8475 | 1 | 497
2023-01-21 17:00 | 2380.9458 | 848.45 | 1 | 498
2023-01-21 18:00 | 2354.2117 | 953.475 | 1 | 499
2023-01-21 19:00 | 2108.0567 | 954.915 | 1 | 500
2023-01-21 20:00 | 1998.9144 | 861.405 | 1 | 501
2023-01-21 21:00 | 1844.3241 | 829.2325 | 1 | 502
2023-01-21 22:00 | 1645.2213 | 740.725 | 1 | 503
2023-01-21 23:00 | 1497.3144 | 672.6475 | 1 | 504
2023-01-22 | 1370.2157 | 572.5575 | 1 | 505
2023-01-22 01:00 | 1287.9792 | 580.455 | 1 | 506
2023-01-22 02:00 | 1250.9744 | 566.9375 | 1 | 507
2023-01-22 03:00 | 1206.0295 | 531.805 | 1 | 508
2023-01-22 04:00 | 1229.3097 | 498.12 | 1 | 509
2023-01-22 05:00 | 1357.3401 | 556.455 | 1 | 510
2023-01-22 06:00 | 1587.815 | 588.92 | 1 | 511
2023-01-22 07:00 | 2033.7027 | 745.65 | 1 | 512
2023-01-22 08:00 | 2357.7169 | 924.605 | 1 | 513
2023-01-22 09:00 | 2482.2042 | 1010.2325 | 1 | 514
2023-01-22 10:00 | 2576.5304 | 914.94 | 1 | 515
2023-01-22 11:00 | 2478.7903 | 822.9775 | 1 | 516
2023-01-22 12:00 | 2274.2203 | 758.8975 | 1 | 517
2023-01-22 13:00 | 2035.133 | 654.8325 | 1 | 518
2023-01-22 14:00 | 1889.2232 | 640.625 | 1 | 519
2023-01-22 15:00 | 1773.7648 | 564.3575 | 1 | 520
2023-01-22 16:00 | 1698.2886 | 560.88 | 1 | 521
2023-01-22 17:00 | 1777.3884 | 528.4275 | 1 | 522
2023-01-22 18:00 | 1842.6532 | 670.44 | 1 | 523
2023-01-22 19:00 | 1805.2588 | 714.57 | 1 | 524
2023-01-22 20:00 | 1745.3408 | 708.0925 | 1 | 525
2023-01-22 21:00 | 1655.3803 | 611.1275 | 1 | 526
2023-01-22 22:00 | 1524.3828 | 595.0125 | 1 | 527
2023-01-22 23:00 | 1354.32 | 502.1 | 1 | 528
2023-01-23 | 1296.0284 | 497.66 | 1 | 529
2023-01-23 01:00 | 1247.8445 | 453.105 | 1 | 530
2023-01-23 02:00 | 1235.903 | 436.3875 | 1 | 531
2023-01-23 03:00 | 1214.7181 | 429.325 | 1 | 532
2023-01-23 04:00 | 1242.5431 | 443.2375 | 1 | 533
2023-01-23 05:00 | 1436.774 | 496.8325 | 1 | 534
2023-01-23 06:00 | 1834.2373 | 661.6975 | 1 | 535
2023-01-23 07:00 | 2400.8967 | 881.405 | 1 | 536
2023-01-23 08:00 | 2682.5706 | 1109.955 | 1 | 537
2023-01-23 09:00 | 2818.4533 | 1117.705 | 1 | 538
2023-01-23 10:00 | 2738.4059 | 1060.8275 | 1 | 539
2023-01-23 11:00 | 2573.2287 | 965.1225 | 1 | 540
2023-01-23 12:00 | 2314.99 | 959.9875 | 1 | 541
2023-01-23 13:00 | 2233.8348 | 917.045 | 1 | 542
2023-01-23 14:00 | 2276.3341 | 957.8725 | 1 | 543
2023-01-23 15:00 | 2262.098 | 960.8725 | 1 | 544
2023-01-23 16:00 | 2267.0582 | 885.33 | 1 | 545
2023-01-23 17:00 | 2395.5828 | 846.5275 | 1 | 546
2023-01-23 18:00 | 2422.0497 | 953.85 | 1 | 547
2023-01-23 19:00 | 2178.9691 | 955.1425 | 1 | 548
2023-01-23 20:00 | 2058.1307 | 864.5025 | 1 | 549
2023-01-23 21:00 | 1902.4041 | 807.325 | 1 | 550
2023-01-23 22:00 | 1710.3858 | 742.66 | 1 | 551
2023-01-23 23:00 | 1521.9099 | 653.7725 | 1 | 552
2023-01-24 | 1361.3934 | 596.0175 | 1 | 553
2023-01-24 01:00 | 1278.0541 | 550.225 | 1 | 554
2023-01-24 02:00 | 1246.3961 | 537.36 | 1 | 555
2023-01-24 03:00 | 1242.1875 | 524.525 | 1 | 556
2023-01-24 04:00 | 1275.1588 | 531.1025 | 1 | 557
2023-01-24 05:00 | 1410.8084 | 591.64 | 1 | 558
2023-01-24 06:00 | 1745.6803 | 764.1075 | 1 | 559
2023-01-24 07:00 | 2253.7584 | 954.0475 | 1 | 560
2023-01-24 08:00 | 2572.6263 | 1081.9875 | 1 | 561
2023-01-24 09:00 | 2733.4052 | 1135.74 | 1 | 562
2023-01-24 10:00 | 2743.1512 | 1096.885 | 1 | 563
2023-01-24 11:00 | 2603.0708 | 1031.155 | 1 | 564
2023-01-24 12:00 | 2374.3732 | 983.38 | 1 | 565
2023-01-24 13:00 | 2222.0049 | 851.7025 | 1 | 566
2023-01-24 14:00 | 2167.6931 | 900.68 | 1 | 567
2023-01-24 15:00 | 2135.2443 | 920.3425 | 1 | 568
2023-01-24 16:00 | 2158.1499 | 887.505 | 1 | 569
2023-01-24 17:00 | 2257.1332 | 866.2325 | 1 | 570
2023-01-24 18:00 | 2277.0167 | 980.8375 | 1 | 571
2023-01-24 19:00 | 2172.4861 | 1031.0275 | 1 | 572
2023-01-24 20:00 | 2042.6248 | 898.98 | 1 | 573
2023-01-24 21:00 | 1912.0952 | 837.1575 | 1 | 574
2023-01-24 22:00 | 1759.5099 | 749.05 | 1 | 575
2023-01-24 23:00 | 1608.3281 | 681.465 | 1 | 576
2023-01-25 | 1339.7165 | 626.7575 | 1 | 577
2023-01-25 01:00 | 1278.2278 | 583.7 | 1 | 578
2023-01-25 02:00 | 1251.1595 | 597.79 | 1 | 579
2023-01-25 03:00 | 1301.6203 | 589.905 | 1 | 580
2023-01-25 04:00 | 1368.4557 | 580.7175 | 1 | 581
2023-01-25 05:00 | 1508.4759 | 656.1825 | 1 | 582
2023-01-25 06:00 | 1837.6405 | 790.0425 | 1 | 583
2023-01-25 07:00 | 2333.8937 | 959.945 | 1 | 584
2023-01-25 08:00 | 2524.0405 | 1104.21 | 1 | 585
2023-01-25 09:00 | 2670.7443 | 1166.445 | 1 | 586
2023-01-25 10:00 | 2686.1165 | 1144.2725 | 1 | 587
2023-01-25 11:00 | 2741.5899 | 1053.145 | 1 | 588
2023-01-25 12:00 | 2400.0608 | 978.04 | 1 | 589
2023-01-25 13:00 | 2359.9595 | 873.6675 | 1 | 590
2023-01-25 14:00 | 2264.719 | 923.8375 | 1 | 591
2023-01-25 15:00 | 2269.7316 | 924.81 | 1 | 592
2023-01-25 16:00 | 2303.4835 | 912.565 | 1 | 593
2023-01-25 17:00 | 2359.6253 | 881.34 | 1 | 594
2023-01-25 18:00 | 2418.7747 | 923.5875 | 1 | 595
2023-01-25 19:00 | 2239.3215 | 971.765 | 1 | 596
2023-01-25 20:00 | 2065.2152 | 871.885 | 1 | 597
2023-01-25 21:00 | 1934.5519 | 842.4275 | 1 | 598
2023-01-25 22:00 | 1744.7392 | 746.7275 | 1 | 599
2023-01-25 23:00 | 1564.0162 | 671.355 | 1 | 600
2023-01-26 | 1371.1848 | 559.6425 | 1 | 601
2023-01-26 01:00 | 1306.2921 | 588.06 | 1 | 602
2023-01-26 02:00 | 1273.2974 | 521.71 | 1 | 603
2023-01-26 03:00 | 1237.0078 | 508.47 | 1 | 604
2023-01-26 04:00 | 1219.6519 | 502.5925 | 1 | 605
2023-01-26 05:00 | 1424.2089 | 484.2425 | 1 | 606
2023-01-26 06:00 | 1635.6357 | 596.76 | 1 | 607
2023-01-26 07:00 | 2081.2227 | 640.785 | 1 | 608
2023-01-26 08:00 | 2295.6602 | 795.59 | 1 | 609
2023-01-26 09:00 | 2404.909 | 824.09 | 1 | 610
2023-01-26 10:00 | 2422.5415 | 737.2375 | 1 | 611
2023-01-26 11:00 | 2364.8692 | 735.715 | 1 | 612
2023-01-26 12:00 | 2147.5672 | 694.4025 | 1 | 613
2023-01-26 13:00 | 1916.0991 | 638.0225 | 1 | 614
2023-01-26 14:00 | 1831.3437 | 594.6425 | 1 | 615
2023-01-26 15:00 | 1799.5633 | 528.3725 | 1 | 616
2023-01-26 16:00 | 1682.2147 | 516.275 | 1 | 617
2023-01-26 17:00 | 1846.4628 | 498.0875 | 1 | 618
2023-01-26 18:00 | 1942.0041 | 622.16 | 1 | 619
2023-01-26 19:00 | 1899.2962 | 696.85 | 1 | 620
2023-01-26 20:00 | 1793.8299 | 640.0375 | 1 | 621
2023-01-26 21:00 | 1682.2815 | 626.6175 | 1 | 622
2023-01-26 22:00 | 1499.2861 | 554.555 | 1 | 623
2023-01-26 23:00 | 1342.8912 | 437.2475 | 1 | 624
2023-01-27 | 1272.4132 | 471.0125 | 1 | 625
2023-01-27 01:00 | 1180.6481 | 396.59 | 1 | 626
2023-01-27 02:00 | 1161.3995 | 376.4875 | 1 | 627
2023-01-27 03:00 | 1136.2694 | 381.77 | 1 | 628
2023-01-27 04:00 | 1188.401 | 397.5575 | 1 | 629
2023-01-27 05:00 | 1347.2689 | 434.515 | 1 | 630
2023-01-27 06:00 | 1744.2714 | 589.3475 | 1 | 631
2023-01-27 07:00 | 2345.8572 | 835.8375 | 1 | 632
2023-01-27 08:00 | 2764.6481 | 1057.7625 | 1 | 633
2023-01-27 09:00 | 2961.0106 | 1148.115 | 1 | 634
2023-01-27 10:00 | 2907.6091 | 1085.485 | 1 | 635
2023-01-27 11:00 | 2781.6911 | 1016.9725 | 1 | 636
2023-01-27 12:00 | 2599.2304 | 972.375 | 1 | 637
2023-01-27 13:00 | 2335.7651 | 846.9625 | 1 | 638
2023-01-27 14:00 | 2357.4197 | 883.03 | 1 | 639
2023-01-27 15:00 | 2275.68 | 872.3275 | 1 | 640
2023-01-27 16:00 | 2315.0461 | 827.58 | 1 | 641
2023-01-27 17:00 | 2375.8663 | 840.085 | 1 | 642
2023-01-27 18:00 | 2465.5595 | 956.695 | 1 | 643
2023-01-27 19:00 | 2229.363 | 895.045 | 1 | 644
2023-01-27 20:00 | 2040.9539 | 860.5425 | 1 | 645
2023-01-27 21:00 | 1897.5251 | 845.9675 | 1 | 646
2023-01-27 22:00 | 1727.4289 | 743.9825 | 1 | 647
2023-01-27 23:00 | 1519.9048 | 693.605 | 1 | 648
2023-01-28 | 1401.2051 | 636.4475 | 1 | 649
2023-01-28 01:00 | 1312.3139 | 545.48 | 1 | 650
2023-01-28 02:00 | 1229.438 | 547.755 | 1 | 651
2023-01-28 03:00 | 1189.3367 | 525.67 | 1 | 652
2023-01-28 04:00 | 1247.4835 | 502.6625 | 1 | 653
2023-01-28 05:00 | 1406.8861 | 537.4775 | 1 | 654
2023-01-28 06:00 | 1768.4658 | 701.89 | 1 | 655
2023-01-28 07:00 | 2363.6354 | 831.0675 | 1 | 656
2023-01-28 08:00 | 2659.0481 | 1055.89 | 1 | 657
2023-01-28 09:00 | 2823.4633 | 1081.205 | 1 | 658
2023-01-28 10:00 | 2842.5114 | 1070.68 | 1 | 659
2023-01-28 11:00 | 2693.1342 | 1015.8925 | 1 | 660
2023-01-28 12:00 | 2454.1975 | 921.0875 | 1 | 661
2023-01-28 13:00 | 2375.3316 | 821.9775 | 1 | 662
2023-01-28 14:00 | 2340.5772 | 891.9575 | 1 | 663
2023-01-28 15:00 | 2285.1038 | 857.5875 | 1 | 664
2023-01-28 16:00 | 2254.0253 | 800.795 | 1 | 665
2023-01-28 17:00 | 2350.2684 | 830.3425 | 1 | 666
2023-01-28 18:00 | 2399.3924 | 920.6525 | 1 | 667
2023-01-28 19:00 | 2203.2304 | 967.3475 | 1 | 668
2023-01-28 20:00 | 2032.4658 | 891.62 | 1 | 669
2023-01-28 21:00 | 1898.1266 | 820.4325 | 1 | 670
2023-01-28 22:00 | 1745.0734 | 721.0075 | 1 | 671
2023-01-28 23:00 | 1592.6886 | 662.705 | 1 | 672
2023-01-29 | 1399.8572 | 568.325 | 1 | 673
2023-01-29 01:00 | 1333.6278 | 558.91 | 1 | 674
2023-01-29 02:00 | 1277.3409 | 552.3275 | 1 | 675
2023-01-29 03:00 | 1245.8635 | 520.6575 | 1 | 676
2023-01-29 04:00 | 1271.4494 | 488.505 | 1 | 677
2023-01-29 05:00 | 1392.2616 | 537.735 | 1 | 678
2023-01-29 06:00 | 1630.3557 | 619.5375 | 1 | 679
2023-01-29 07:00 | 2071.5984 | 709.5825 | 1 | 680
2023-01-29 08:00 | 2335.0931 | 873.4 | 1 | 681
2023-01-29 09:00 | 2468.0017 | 960.5775 | 1 | 682
2023-01-29 10:00 | 2534.5243 | 950.8525 | 1 | 683
2023-01-29 11:00 | 2405.9396 | 858.89 | 1 | 684
2023-01-29 12:00 | 2126.8816 | 797.255 | 1 | 685
2023-01-29 13:00 | 1941.1958 | 622.42 | 1 | 686
2023-01-29 14:00 | 1838.7291 | 546.0725 | 1 | 687
2023-01-29 15:00 | 1748.6347 | 606.55 | 1 | 688
2023-01-29 16:00 | 1687.3944 | 550.215 | 1 | 689
2023-01-29 17:00 | 1803.8218 | 511.0875 | 1 | 690
2023-01-29 18:00 | 1912.0952 | 532.6725 | 1 | 691
2023-01-29 19:00 | 1815.8188 | 578.44 | 1 | 692
2023-01-29 20:00 | 1774.9489 | 525.175 | 1 | 693
2023-01-29 21:00 | 1656.4831 | 458.555 | 1 | 694
2023-01-29 22:00 | 1553.8238 | 427.54 | 1 | 695
2023-01-29 23:00 | 1381.2213 | 423.9475 | 1 | 696
2023-01-30 | 1213.5534 | 440.8125 | 1 | 697
2023-01-30 01:00 | 1213.09 | 328.32 | 1 | 698
2023-01-30 02:00 | 1199.4442 | 292.2875 | 1 | 699
2023-01-30 03:00 | 1179.83 | 314.4875 | 1 | 700
2023-01-30 04:00 | 1216.9785 | 319.035 | 1 | 701
2023-01-30 05:00 | 1387.1487 | 373.425 | 1 | 702
2023-01-30 06:00 | 1786.9512 | 472.915 | 1 | 703
2023-01-30 07:00 | 2404.5392 | 620.925 | 1 | 704
2023-01-30 08:00 | 2637.2896 | 798.495 | 1 | 705
2023-01-30 09:00 | 2668.8088 | 883.91 | 1 | 706
2023-01-30 10:00 | 2654.8281 | 922.7675 | 1 | 707
2023-01-30 11:00 | 2600.13 | 903.6175 | 1 | 708
2023-01-30 12:00 | 2345.0993 | 892.0425 | 1 | 709
2023-01-30 13:00 | 2248.6054 | 800.255 | 1 | 710
2023-01-30 14:00 | 2284.1539 | 846.245 | 1 | 711
2023-01-30 15:00 | 2233.7932 | 807.17 | 1 | 712
2023-01-30 16:00 | 2289.8157 | 857.125 | 1 | 713
2023-01-30 17:00 | 2407.0451 | 871.1325 | 1 | 714
2023-01-30 18:00 | 2412.4922 | 937.9725 | 1 | 715
2023-01-30 19:00 | 2219.3043 | 982.945 | 1 | 716
2023-01-30 20:00 | 2035.3732 | 898.27 | 1 | 717
2023-01-30 21:00 | 1872.9965 | 822.6925 | 1 | 718
2023-01-30 22:00 | 1688.4638 | 749.0675 | 1 | 719
2023-01-30 23:00 | 1515.1595 | 691.665 | 1 | 720
2023-01-31 | 1355.3114 | 578.3525 | 1 | 721
2023-01-31 01:00 | 1266.6252 | 532.985 | 1 | 722
2023-01-31 02:00 | 1276.6057 | 509.045 | 1 | 723
2023-01-31 03:00 | 1243.19 | 498.905 | 1 | 724
2023-01-31 04:00 | 1280.3719 | 505.1925 | 1 | 725
2023-01-31 05:00 | 1475.6054 | 556.2175 | 1 | 726
2023-01-31 06:00 | 1882.3588 | 720.555 | 1 | 727
2023-01-31 07:00 | 2278.7215 | 911.6475 | 1 | 728
2023-01-31 08:00 | 2713.6491 | 1065.755 | 1 | 729
2023-01-31 09:00 | 2871.5875 | 1122.705 | 1 | 730
2023-01-31 10:00 | 2755.9836 | 1095.13 | 1 | 731
2023-01-31 11:00 | 2592.5442 | 1030.1825 | 1 | 732
2023-01-31 12:00 | 2297.6796 | 924.8625 | 1 | 733
2023-01-31 13:00 | 2266.4505 | 805.2075 | 1 | 734
2023-01-31 14:00 | 2262.0313 | 841.9675 | 1 | 735
2023-01-31 15:00 | 2265.1724 | 832.5 | 1 | 736
2023-01-31 16:00 | 2259.7064 | 844.905 | 1 | 737
2023-01-31 17:00 | 2377.3367 | 821.1525 | 1 | 738
2023-01-31 18:00 | 2440.1621 | 922.2375 | 1 | 739
2023-01-31 19:00 | 2190.9995 | 976.4575 | 1 | 740
2023-01-31 20:00 | 1971.3782 | 860.805 | 1 | 741
2023-01-31 21:00 | 1866.7139 | 815.1625 | 1 | 742
2023-01-31 22:00 | 1666.0071 | 790.8625 | 1 | 743
2023-01-31 23:00 | 1503.2628 | 643.9125 | 1 | 744
2023-02-01 | 1374.2258 | 585.84 | 1 | 745
2023-02-01 01:00 | 1297.9042 | 539.1125 | 1 | 746
2023-02-01 02:00 | 1240.1136 | 521.515 | 1 | 747
2023-02-01 03:00 | 1225.746 | 518.215 | 1 | 748
2023-02-01 04:00 | 1295.9446 | 510.595 | 1 | 749
2023-02-01 05:00 | 1478.5462 | 596.7925 | 1 | 750
2023-02-01 06:00 | 1907.3552 | 747.5625 | 1 | 751
2023-02-01 07:00 | 2529.0202 | 937.7225 | 1 | 752
2023-02-01 08:00 | 2769.724 | 1115.8225 | 1 | 753
2023-02-01 09:00 | 2848.5293 | 1087.82 | 1 | 754
2023-02-01 10:00 | 2886.981 | 1051.3275 | 1 | 755
2023-02-01 11:00 | 2623.7563 | 984.3075 | 1 | 756
2023-02-01 12:00 | 2415.9115 | 908.89 | 1 | 757
2023-02-01 13:00 | 2296.1923 | 806.5775 | 1 | 758
2023-02-01 14:00 | 2227.8784 | 817.3 | 1 | 759
2023-02-01 15:00 | 2182.9648 | 814.045 | 1 | 760
2023-02-01 16:00 | 2247.1413 | 810.8475 | 1 | 761
2023-02-01 17:00 | 2379.275 | 840.27 | 1 | 762
2023-02-01 18:00 | 2441.4987 | 836.535 | 1 | 763
2023-02-01 19:00 | 2245.5372 | 998.365 | 1 | 764
2023-02-01 20:00 | 2041.5554 | 889.2775 | 1 | 765
2023-02-01 21:00 | 1879.0117 | 827.4875 | 1 | 766
2023-02-01 22:00 | 1711.8562 | 764.04 | 1 | 767
2023-02-01 23:00 | 1502.4608 | 687.365 | 1 | 768
2023-02-02 | 1358.1853 | 584.2775 | 1 | 769
2023-02-02 01:00 | 1303.0505 | 542.6175 | 1 | 770
2023-02-02 02:00 | 1248.2007 | 519.685 | 1 | 771
2023-02-02 03:00 | 1252.0123 | 512.9375 | 1 | 772
2023-02-02 04:00 | 1284.7162 | 520.9475 | 1 | 773
2023-02-02 05:00 | 1464.9117 | 579.2325 | 1 | 774
2023-02-02 06:00 | 1930.5471 | 768.355 | 1 | 775
2023-02-02 07:00 | 2503.0212 | 959.0225 | 1 | 776
2023-02-02 08:00 | 2773.9346 | 1132.225 | 1 | 777
2023-02-02 09:00 | 2883.3505 | 1216.255 | 1 | 778
2023-02-02 10:00 | 2799.1593 | 1134.61 | 1 | 779
2023-02-02 11:00 | 2638.9948 | 977.4375 | 1 | 780
2023-02-02 12:00 | 2330.6295 | 920.03 | 1 | 781
2023-02-02 13:00 | 2278.1467 | 806.0525 | 1 | 782
2023-02-02 14:00 | 2237.4359 | 836.6825 | 1 | 783
2023-02-02 15:00 | 2254.0109 | 827.98 | 1 | 784
2023-02-02 16:00 | 2279.6901 | 824.38 | 1 | 785
2023-02-02 17:00 | 2354.7463 | 846.985 | 1 | 786
2023-02-02 18:00 | 2452.7271 | 927.9725 | 1 | 787
2023-02-02 19:00 | 2221.0086 | 1011.1875 | 1 | 788
2023-02-02 20:00 | 2023.3094 | 901.275 | 1 | 789
2023-02-02 21:00 | 1895.0522 | 813.87 | 1 | 790
2023-02-02 22:00 | 1713.3934 | 775.4575 | 1 | 791
2023-02-02 23:00 | 1505.6689 | 674.8575 | 1 | 792
2023-02-03 | 1373.0907 | 553.435 | 1 | 793
2023-02-03 01:00 | 1291.5548 | 520.28 | 1 | 794
2023-02-03 02:00 | 1256.5565 | 521.115 | 1 | 795
2023-02-03 03:00 | 1238.2435 | 512.005 | 1 | 796
2023-02-03 04:00 | 1254.6416 | 499.2675 | 1 | 797
2023-02-03 05:00 | 1468.1207 | 587.2425 | 1 | 798
2023-02-03 06:00 | 1949.0619 | 765.26 | 1 | 799
2023-02-03 07:00 | 2546.1296 | 964.2875 | 1 | 800
2023-02-03 08:00 | 2809.0903 | 1121.465 | 1 | 801
2023-02-03 09:00 | 2921.3806 | 1176.235 | 1 | 802
2023-02-03 10:00 | 2923.1383 | 1075.3125 | 1 | 803
2023-02-03 11:00 | 2759.2311 | 998.5575 | 1 | 804
2023-02-03 12:00 | 2461.7599 | 950.135 | 1 | 805
2023-02-03 13:00 | 2300.3356 | 797.28 | 1 | 806
2023-02-03 14:00 | 2260.9628 | 818.5675 | 1 | 807
2023-02-03 15:00 | 2254.2125 | 826.4675 | 1 | 808
2023-02-03 16:00 | 2270.0658 | 851.25 | 1 | 809
2023-02-03 17:00 | 2343.3175 | 840.015 | 1 | 810
2023-02-03 18:00 | 2398.1225 | 939.685 | 1 | 811
2023-02-03 19:00 | 2214.7261 | 988.1975 | 1 | 812
2023-02-03 20:00 | 2026.2501 | 855.655 | 1 | 813
2023-02-03 21:00 | 1886.2967 | 829.54 | 1 | 814
2023-02-03 22:00 | 1693.6101 | 727.5275 | 1 | 815
2023-02-03 23:00 | 1525.9868 | 666.4025 | 1 | 816
2023-02-04 |  | 566.1175 | 1 | 817
2023-02-04 01:00 |  | 518.125 | 1 | 818
2023-02-04 02:00 |  | 511.0675 | 1 | 819
2023-02-04 03:00 |  | 498.4125 | 1 | 820
2023-02-04 04:00 |  | 516.3275 | 1 | 821
2023-02-04 05:00 |  | 525.13 | 1 | 822
2023-02-04 06:00 |  | 685.835 | 1 | 823
2023-02-04 07:00 |  | 831.22 | 1 | 824
2023-02-04 08:00 |  | 1001.3425 | 1 | 825
2023-02-04 09:00 |  | 1078.8675 | 1 | 826
2023-02-04 10:00 |  | 1022.57 | 1 | 827
2023-02-04 11:00 |  | 943.84 | 1 | 828
2023-02-04 12:00 |  | 874.01 | 1 | 829
2023-02-04 13:00 |  | 753.3575 | 1 | 830
2023-02-04 14:00 |  | 741.795 | 1 | 831
2023-02-04 15:00 |  | 770.855 | 1 | 832
2023-02-04 16:00 |  | 779.3875 | 1 | 833
2023-02-04 17:00 |  | 761.7525 | 1 | 834
2023-02-04 18:00 |  | 841.7775 | 1 | 835
2023-02-04 19:00 |  | 903.8725 | 1 | 836
2023-02-04 20:00 |  | 823.8325 | 1 | 837
2023-02-04 21:00 |  | 715.2 | 1 | 838
2023-02-04 22:00 |  | 678.8775 | 1 | 839
2023-02-04 23:00 |  | 617.055 | 1 | 840
2023-02-05 | 1374.7605 | 522.0875 | 1 | 841
2023-02-05 01:00 | 1326.7771 | 472.765 | 1 | 842
2023-02-05 02:00 | 1294.5176 | 447.735 | 1 | 843
2023-02-05 03:00 | 1278.4123 | 466.405 | 1 | 844
2023-02-05 04:00 | 1310.1137 | 480.84 | 1 | 845
2023-02-05 05:00 | 1476.6079 | 502.96 | 1 | 846
2023-02-05 06:00 | 1735.3208 | 559.0475 | 1 | 847
2023-02-05 07:00 | 2125.1336 | 619.8825 | 1 | 848
2023-02-05 08:00 | 2322.5949 | 809.58 | 1 | 849
2023-02-05 09:00 | 2516.1566 | 836.0625 | 1 | 850
2023-02-05 10:00 | 2545.0509 | 832.9225 | 1 | 851
2023-02-05 11:00 | 2509.4677 | 726.51 | 1 | 852
2023-02-05 12:00 | 2191.8791 | 668.65 | 1 | 853
2023-02-05 13:00 | 2005.1239 | 575.095 | 1 | 854
2023-02-05 14:00 | 1851.929 | 565.0975 | 1 | 855
2023-02-05 15:00 | 1800.5992 | 543.155 | 1 | 856
2023-02-05 16:00 | 1742.9347 | 489.31 | 1 | 857
2023-02-05 17:00 | 1817.3225 | 479.3775 | 1 | 858
2023-02-05 18:00 | 1964.2268 | 603.3075 | 1 | 859
2023-02-05 19:00 | 1867.6496 | 696.9 | 1 | 860
2023-02-05 20:00 | 1806.8962 | 608.9275 | 1 | 861
2023-02-05 21:00 | 1707.3782 | 546.985 | 1 | 862
2023-02-05 22:00 | 1559.7387 | 535.2525 | 1 | 863
2023-02-05 23:00 | 1415.7752 | 440.785 | 1 | 864
2023-02-06 | 1273.1038 | 443.075 | 1 | 865
2023-02-06 01:00 | 1190.4328 | 379.6275 | 1 | 866
2023-02-06 02:00 | 1151.2225 | 374.3075 | 1 | 867
2023-02-06 03:00 | 1154.9004 | 369.4825 | 1 | 868
2023-02-06 04:00 | 1201.974 | 382.2425 | 1 | 869
2023-02-06 05:00 | 1394.6008 | 427.53 | 1 | 870
2023-02-06 06:00 | 1850.0773 | 616.1175 | 1 | 871
2023-02-06 07:00 | 2418.1402 | 841.6925 | 1 | 872
2023-02-06 08:00 | 2669.7382 | 1014.1075 | 1 | 873
2023-02-06 09:00 | 2820.5921 | 1131.2975 | 1 | 874
2023-02-06 10:00 | 2740.0099 | 970.9075 | 1 | 875
2023-02-06 11:00 | 2570.5553 | 899.8425 | 1 | 876
2023-02-06 12:00 | 2317.1955 | 806.0775 | 1 | 877
2023-02-06 13:00 | 2211.0439 | 734.0125 | 1 | 878
2023-02-06 14:00 | 2235.8318 | 773.345 | 1 | 879
2023-02-06 15:00 | 2231.9552 | 768.3375 | 1 | 880
2023-02-06 16:00 | 2285.7053 | 784.7 | 1 | 881
2023-02-06 17:00 | 2331.8218 | 791.7275 | 1 | 882
2023-02-06 18:00 | 2385.1565 | 892.1375 | 1 | 883
2023-02-06 19:00 | 2186.5884 | 845.2625 | 1 | 884
2023-02-06 20:00 | 1989.6912 | 812.6625 | 1 | 885
2023-02-06 21:00 | 1844.7919 | 754.8775 | 1 | 886
2023-02-06 22:00 | 1686.9266 | 669.9425 | 1 | 887
2023-02-06 23:00 | 1495.042 | 613.7875 | 1 | 888
2023-02-07 | 1396.081 | 545.995 | 1 | 889
2023-02-07 01:00 | 1312.4075 | 525.85 | 1 | 890
2023-02-07 02:00 | 1292.7799 | 524.6175 | 1 | 891
2023-02-07 03:00 | 1257.025 | 493.7325 | 1 | 892
2023-02-07 04:00 | 1299.4869 | 493.275 | 1 | 893
2023-02-07 05:00 | 1516.776 | 585.035 | 1 | 894
2023-02-07 06:00 | 1937.5649 | 712.3875 | 1 | 895
2023-02-07 07:00 | 2461.6501 | 880.99 | 1 | 896
2023-02-07 08:00 | 2608.4501 | 1056.42 | 1 | 897
2023-02-07 09:00 | 2756.8979 | 1136.5775 | 1 | 898
2023-02-07 10:00 | 2718.3552 | 1031.07 | 1 | 899
2023-02-07 11:00 | 2503.7199 | 945.1925 | 1 | 900
2023-02-07 12:00 | 2270.2102 | 894.53 | 1 | 901
2023-02-07 13:00 | 2183.3072 | 811.4825 | 1 | 902
2023-02-07 14:00 | 2170.5336 | 857.9275 | 1 | 903
2023-02-07 15:00 | 2205.0205 | 855.5575 | 1 | 904
2023-02-07 16:00 | 2261.7114 | 841.1525 | 1 | 905
2023-02-07 17:00 | 2292.1884 | 816.29 | 1 | 906
2023-02-07 18:00 | 2376.5347 | 896.48 | 1 | 907
2023-02-07 19:00 | 2148.559 | 959.005 | 1 | 908
2023-02-07 20:00 | 1951.6618 | 855.1925 | 1 | 909
2023-02-07 21:00 | 1786.9793 | 832.19 | 1 | 910
2023-02-07 22:00 | 1624.235 | 749.2975 | 1 | 911
2023-02-07 23:00 | 1456.077 | 670.77 | 1 | 912
2023-02-08 | 1356.5813 | 659.9575 | 1 | 913
2023-02-08 01:00 | 1256.5665 | 588.7875 | 1 | 914
2023-02-08 02:00 | 1223.1374 | 585.4125 | 1 | 915
2023-02-08 03:00 | 1218.7283 | 572.7 | 1 | 916
2023-02-08 04:00 | 1241.2398 | 569.9225 | 1 | 917
2023-02-08 05:00 | 1438.4449 | 651.1075 | 1 | 918
2023-02-08 06:00 | 1826.0499 | 768.845 | 1 | 919
2023-02-08 07:00 | 2417.405 | 923.34 | 1 | 920
2023-02-08 08:00 | 2598.4248 | 1059.68 | 1 | 921
2023-02-08 09:00 | 2562.9748 | 1105.52 | 1 | 922
2023-02-08 10:00 | 2596.4139 | 1040.335 | 1 | 923
2023-02-08 11:00 | 2543.0191 | 982.7875 | 1 | 924
2023-02-08 12:00 | 2337.1793 | 924.7975 | 1 | 925
2023-02-08 13:00 | 2151.6272 | 816.845 | 1 | 926
2023-02-08 14:00 | 2209.9331 | 849.115 | 1 | 927
2023-02-08 15:00 | 2133.2727 | 882.0875 | 1 | 928
2023-02-08 16:00 | 2209.9473 | 850.8175 | 1 | 929
2023-02-08 17:00 | 2275.1787 | 841.7925 | 1 | 930
2023-02-08 18:00 | 2377.6375 | 911.44 | 1 | 931
2023-02-08 19:00 | 2197.516 | 955.855 | 1 | 932
2023-02-08 20:00 | 2023.3428 | 895.62 | 1 | 933
2023-02-08 21:00 | 1891.4096 | 823.1575 | 1 | 934
2023-02-08 22:00 | 1693.9443 | 743.265 | 1 | 935
2023-02-08 23:00 | 1549.5798 | 708 | 1 | 936
2023-02-09 | 1406.1732 | 667.1825 | 1 | 937
2023-02-09 01:00 | 1287.3442 | 615.0025 | 1 | 938
2023-02-09 02:00 | 1251.2083 | 613.345 | 1 | 939
2023-02-09 03:00 | 1259.0969 | 592.85 | 1 | 940
2023-02-09 04:00 | 1279.2357 | 578.5625 | 1 | 941
2023-02-09 05:00 | 1490.777 | 674.21 | 1 | 942
2023-02-09 06:00 | 1940.4388 | 730.5475 | 1 | 943
2023-02-09 07:00 | 2381.9154 | 900.565 | 1 | 944
2023-02-09 08:00 | 2568.7498 | 1052.7075 | 1 | 945
2023-02-09 09:00 | 2676.0938 | 1132.7225 | 1 | 946
2023-02-09 10:00 | 2714.3451 | 978.9625 | 1 | 947
2023-02-09 11:00 | 2592.3437 | 928.0725 | 1 | 948
2023-02-09 12:00 | 2331.6988 | 880.0975 | 1 | 949
2023-02-09 13:00 | 2211.0439 | 812.5725 | 1 | 950
2023-02-09 14:00 | 2295.048 | 893.9025 | 1 | 951
2023-02-09 15:00 | 2244.4534 | 814.62 | 1 | 952
2023-02-09 16:00 | 2322.0638 | 838.325 | 1 | 953
2023-02-09 17:00 | 2363.7691 | 816.14 | 1 | 954
2023-02-09 18:00 | 2436.5529 | 946.515 | 1 | 955
2023-02-09 19:00 | 2202.2947 | 979.47 | 1 | 956
2023-02-09 20:00 | 1977.0593 | 884.5125 | 1 | 957
2023-02-09 21:00 | 1854.7504 | 819.8775 | 1 | 958
2023-02-09 22:00 | 1716 | 749.19 | 1 | 959
2023-02-09 23:00 | 1526.3879 | 727.0375 | 1 | 960
2023-02-10 | 1436.962 | 646.91 | 1 | 961
2023-02-10 01:00 | 1332.3646 | 633.72 | 1 | 962
2023-02-10 02:00 | 1311.9797 | 616.8475 | 1 | 963
2023-02-10 03:00 | 1297.6101 | 612.0075 | 1 | 964
2023-02-10 04:00 | 1301.2861 | 589.1375 | 1 | 965
2023-02-10 05:00 | 1510.481 | 669.67 | 1 | 966
2023-02-10 06:00 | 1951.5949 | 778.825 | 1 | 967
2023-02-10 07:00 | 2424.4557 | 951.375 | 1 | 968
2023-02-10 08:00 | 2664.0608 | 1082.9475 | 1 | 969
2023-02-10 09:00 | 2816.1114 | 1114.7875 | 1 | 970
2023-02-10 10:00 | 2805.0835 | 1031.0125 | 1 | 971
2023-02-10 11:00 | 2675.4228 | 934.8825 | 1 | 972
2023-02-10 12:00 | 2470.5722 | 859.1425 | 1 | 973
2023-02-10 13:00 | 2348.5975 | 813.705 | 1 | 974
2023-02-10 14:00 | 2310.5013 | 829.395 | 1 | 975
2023-02-10 15:00 | 2291.7873 | 843.615 | 1 | 976
2023-02-10 16:00 | 2335.5646 | 862.2225 | 1 | 977
2023-02-10 17:00 | 2385.6911 | 866.875 | 1 | 978
2023-02-10 18:00 | 2449.8532 | 906.935 | 1 | 979
2023-02-10 19:00 | 2231.6354 | 976.0025 | 1 | 980
2023-02-10 20:00 | 2024.1114 | 886.3575 | 1 | 981
2023-02-10 21:00 | 1876.7392 | 811.6175 | 1 | 982
2023-02-10 22:00 | 1723.0177 | 761.99 | 1 | 983
2023-02-10 23:00 | 1563.0805 | 711.435 | 1 | 984
2023-02-11 | 1442.3089 | 658.6375 | 1 | 985
2023-02-11 01:00 | 1359.4329 | 661.17 | 1 | 986
2023-02-11 02:00 | 1330.6937 | 612.03 | 1 | 987
2023-02-11 03:00 | 1317.6608 | 597.475 | 1 | 988
2023-02-11 04:00 | 1349.7418 | 610.6225 | 1 | 989
2023-02-11 05:00 | 1545.9038 | 643.89 | 1 | 990
2023-02-11 06:00 | 1938.8962 | 726.955 | 1 | 991
2023-02-11 07:00 | 2394.3797 | 825.235 | 1 | 992
2023-02-11 08:00 | 2590.5418 | 986.7775 | 1 | 993
2023-02-11 09:00 | 2744.2633 | 1078.5775 | 1 | 994
2023-02-11 10:00 | 2795.7266 | 1027.1025 | 1 | 995
2023-02-11 11:00 | 2644.0101 | 931.135 | 1 | 996
2023-02-11 12:00 | 2376.6684 | 878.34 | 1 | 997
2023-02-11 13:00 | 2301.1443 | 813.72 | 1 | 998
2023-02-11 14:00 | 2329.8835 | 794.405 | 1 | 999
2023-02-11 15:00 | 2305.8228 | 841.795 | 1 | 1000
2023-02-11 16:00 | 2208.9114 | 794.3625 | 1 | 1001
2023-02-11 17:00 | 2334.2278 | 779.1125 | 1 | 1002
2023-02-11 18:00 | 2441.8329 | 846.685 | 1 | 1003
2023-02-11 19:00 | 2231.3013 | 915.8325 | 1 | 1004
2023-02-11 20:00 | 2063.5443 | 818.225 | 1 | 1005
2023-02-11 21:00 | 1904.4759 | 769.6475 | 1 | 1006
2023-02-11 22:00 | 1754.7646 | 699.9425 | 1 | 1007
2023-02-11 23:00 | 1624.4354 | 697.2125 | 1 | 1008
2023-02-12 |  | 608.9125 | 1 | 1009
2023-02-12 01:00 |  | 584.4475 | 1 | 1010
2023-02-12 02:00 |  | 533.39 | 1 | 1011
2023-02-12 03:00 |  | 574.31 | 1 | 1012
2023-02-12 04:00 |  | 567.3825 | 1 | 1013
2023-02-12 05:00 |  | 571.95 | 1 | 1014
2023-02-12 06:00 |  | 585.805 | 1 | 1015
2023-02-12 07:00 |  | 658.59 | 1 | 1016
2023-02-12 08:00 |  | 812.5725 | 1 | 1017
2023-02-12 09:00 |  | 895.38 | 1 | 1018
2023-02-12 10:00 |  | 794.23 | 1 | 1019
2023-02-12 11:00 |  | 716.885 | 1 | 1020
2023-02-12 12:00 |  | 691.4325 | 1 | 1021
2023-02-12 13:00 |  | 633.3725 | 1 | 1022
2023-02-12 14:00 |  | 659.28 | 1 | 1023
2023-02-12 15:00 |  | 586.8475 | 1 | 1024
2023-02-12 16:00 |  | 605.085 | 1 | 1025
2023-02-12 17:00 |  | 566.115 | 1 | 1026
2023-02-12 18:00 |  | 644.855 | 1 | 1027
2023-02-12 19:00 |  | 732.61 | 1 | 1028
2023-02-12 20:00 |  | 655.8225 | 1 | 1029
2023-02-12 21:00 |  | 630.8 | 1 | 1030
2023-02-12 22:00 |  | 615.5325 | 1 | 1031
2023-02-12 23:00 |  | 579.58 | 1 | 1032
2023-02-13 | 1314.6086 | 554.0125 | 1 | 1033
2023-02-13 01:00 | 1261.6126 | 475.3875 | 1 | 1034
2023-02-13 02:00 | 1218.5257 | 475.08 | 1 | 1035
2023-02-13 03:00 | 1218.5946 | 473.5525 | 1 | 1036
2023-02-13 04:00 | 1259.8535 | 481.475 | 1 | 1037
2023-02-13 05:00 | 1457.6267 | 542.605 | 1 | 1038
2023-02-13 06:00 | 1886.7699 | 677.4025 | 1 | 1039
2023-02-13 07:00 | 2391.5397 | 892.34 | 1 | 1040
2023-02-13 08:00 | 2603.2369 | 1064.665 | 1 | 1041
2023-02-13 09:00 | 2740.0553 | 1041.87 | 1 | 1042
2023-02-13 10:00 | 2723.9694 | 996.8975 | 1 | 1043
2023-02-13 11:00 | 2567.8819 | 860.4225 | 1 | 1044
2023-02-13 12:00 | 2290.5282 | 840.21 | 1 | 1045
2023-02-13 13:00 | 2200.9518 | 766.8775 | 1 | 1046
2023-02-13 14:00 | 2215.5807 | 808.245 | 1 | 1047
2023-02-13 15:00 | 2195.3962 | 800.1425 | 1 | 1048
2023-02-13 16:00 | 2240.3909 | 783.635 | 1 | 1049
2023-02-13 17:00 | 2328.7474 | 806.51 | 1 | 1050
2023-02-13 18:00 | 2406.8112 | 915.8975 | 1 | 1051
2023-02-13 19:00 | 2182.1104 | 988.175 | 1 | 1052
2023-02-13 20:00 | 1982.8739 | 890.6375 | 1 | 1053
2023-02-13 21:00 | 1836.0365 | 864.6675 | 1 | 1054
2023-02-13 22:00 | 1682.716 | 753.525 | 1 | 1055
2023-02-13 23:00 | 1484.2147 | 714.53 | 1 | 1056
2023-02-14 | 1387.8603 | 667.2175 | 1 | 1057
2023-02-14 01:00 | 1312.0733 | 643.075 | 1 | 1058
2023-02-14 02:00 | 1297.9931 | 626.615 | 1 | 1059
2023-02-14 03:00 | 1273.6002 | 615.17 | 1 | 1060
2023-02-14 04:00 | 1299.1527 | 626.87 | 1 | 1061
2023-02-14 05:00 | 1502.5401 | 665.945 | 1 | 1062
2023-02-14 06:00 | 1957.014 | 744.34 | 1 | 1063
2023-02-14 07:00 | 2437.6562 | 932.1175 | 1 | 1064
2023-02-14 08:00 | 2671.9438 | 1081.605 | 1 | 1065
2023-02-14 09:00 | 2785.0356 | 1141.7 | 1 | 1066
2023-02-14 10:00 | 2760.9962 | 1031.995 | 1 | 1067
2023-02-14 11:00 | 2599.2946 | 936.0925 | 1 | 1068
2023-02-14 12:00 | 2290.4613 | 907.5775 | 1 | 1069
2023-02-14 13:00 | 2262.1062 | 801.98 | 1 | 1070
2023-02-14 14:00 | 2262.4992 | 857.005 | 1 | 1071
2023-02-14 15:00 | 2237.1015 | 851.6625 | 1 | 1072
2023-02-14 16:00 | 2292.7899 | 826.7525 | 1 | 1073
2023-02-14 17:00 | 2345.5899 | 820.57 | 1 | 1074
2023-02-14 18:00 | 2417.1038 | 913.7325 | 1 | 1075
2023-02-14 19:00 | 2205.9706 | 1007.405 | 1 | 1076
2023-02-14 20:00 | 1978.8638 | 892.7975 | 1 | 1077
2023-02-14 21:00 | 1853.3468 | 839.7 | 1 | 1078
2023-02-14 22:00 | 1706.7099 | 755.1275 | 1 | 1079
2023-02-14 23:00 | 1546.9063 | 725.1325 | 1 | 1080
2023-02-15 | 1422.6147 | 677.9325 | 1 | 1081
2023-02-15 01:00 | 1344.3548 | 646.515 | 1 | 1082
2023-02-15 02:00 | 1297.4584 | 626.7125 | 1 | 1083
2023-02-15 03:00 | 1287.8361 | 636.0675 | 1 | 1084
2023-02-15 04:00 | 1330.4985 | 635.74 | 1 | 1085
2023-02-15 05:00 | 1563.7614 | 681.7925 | 1 | 1086
2023-02-15 06:00 | 1960.8236 | 763.1375 | 1 | 1087
2023-02-15 07:00 | 2383.6531 | 939.05 | 1 | 1088
2023-02-15 08:00 | 2563.1356 | 1111.5825 | 1 | 1089
2023-02-15 09:00 | 2675.4255 | 1121.9025 | 1 | 1090
2023-02-15 10:00 | 2759.058 | 1047.6075 | 1 | 1091
2023-02-15 11:00 | 2617.2065 | 953.8675 | 1 | 1092
2023-02-15 12:00 | 2304.2294 | 842.7675 | 1 | 1093
2023-02-15 13:00 | 2213.2495 | 776.7 | 1 | 1094
2023-02-15 14:00 | 2279.6091 | 881.645 | 1 | 1095
2023-02-15 15:00 | 2271.9228 | 892.9975 | 1 | 1096
2023-02-15 16:00 | 2340.9114 | 854.0475 | 1 | 1097
2023-02-15 17:00 | 2398.1894 | 849.6875 | 1 | 1098
2023-02-15 18:00 | 2489.4866 | 921.575 | 1 | 1099
2023-02-15 19:00 | 2206.9732 | 1005.44 | 1 | 1100
2023-02-15 20:00 | 1997.4441 | 917.7475 | 1 | 1101
2023-02-15 21:00 | 1852.5448 | 843.46 | 1 | 1102
2023-02-15 22:00 | 1717.8046 | 767.2775 | 1 | 1103
2023-02-15 23:00 | 1548.0425 | 740.875 | 1 | 1104
2023-02-16 | 1438.321 | 776.29 | 1 | 1105
2023-02-16 01:00 | 1389.4019 | 653.395 | 1 | 1106
2023-02-16 02:00 | 1344.4437 | 635.2125 | 1 | 1107
2023-02-16 03:00 | 1327.67 | 627.7175 | 1 | 1108
2023-02-16 04:00 | 1352.22 | 642.4375 | 1 | 1109
2023-02-16 05:00 | 1551.33 | 659.5875 | 1 | 1110
2023-02-16 06:00 | 1942.0428 | 767.3725 | 1 | 1111
2023-02-16 07:00 | 2271.9711 | 932.8875 | 1 | 1112
2023-02-16 08:00 | 2424.7863 | 1057.94 | 1 | 1113
2023-02-16 09:00 | 2565.2138 | 1057.94 | 1 | 1114
2023-02-16 10:00 | 2570.7157 | 1057.94 | 1 | 1115
2023-02-16 11:00 | 2492.291 | 1057.94 | 1 | 1116
2023-02-16 12:00 | 2281.1044 | 1057.94 | 1 | 1117
2023-02-16 13:00 | 2275.8074 | 1057.94 | 1 | 1118
2023-02-16 14:00 | 2300.4617 | 1057.94 | 1 | 1119
2023-02-16 15:00 | 2287.1613 | 1057.94 | 1 | 1120
2023-02-16 16:00 | 2337.1018 | 1057.94 | 1 | 1121
2023-02-16 17:00 | 2410.955 | 1057.94 | 1 | 1122
2023-02-16 18:00 | 2478.3251 | 1057.94 | 1 | 1123
2023-02-16 19:00 | 2218.8699 | 1057.94 | 1 | 1124
2023-02-16 20:00 | 1997.6446 | 1057.94 | 1 | 1125
2023-02-16 21:00 | 1831.1575 | 1057.94 | 1 | 1126
2023-02-16 22:00 | 1714.2623 | 1057.94 | 1 | 1127
2023-02-16 23:00 | 1547.5079 | 1057.94 | 1 | 1128
2023-02-17 | 1459.3519 | 683.655 | 1 | 1129
2023-02-17 01:00 | 1406.8861 | 651.065 | 1 | 1130
2023-02-17 02:00 | 1348.7392 | 626.0925 | 1 | 1131
2023-02-17 03:00 | 1342.3899 | 621.25 | 1 | 1132
2023-02-17 04:00 | 1382.4911 | 643.7525 | 1 | 1133
2023-02-17 05:00 | 1564.9519 | 653.0775 | 1 | 1134
2023-02-17 06:00 | 1903.4734 | 780.82 | 1 | 1135
2023-02-17 07:00 | 2372.9924 | 941.065 | 1 | 1136
2023-02-17 08:00 | 2593.5494 | 1077.1125 | 1 | 1137
2023-02-17 09:00 | 2756.962 | 1087.0575 | 1 | 1138
2023-02-17 10:00 | 2837.1646 | 1055.18 | 1 | 1139
2023-02-17 11:00 | 2685.4481 | 953.39 | 1 | 1140
2023-02-17 12:00 | 2464.2228 | 892.79 | 1 | 1141
2023-02-17 13:00 | 2329.5494 | 858.0975 | 1 | 1142
2023-02-17 14:00 | 2379.6759 | 856.17 | 1 | 1143
2023-02-17 15:00 | 2373.9949 | 856.18 | 1 | 1144
2023-02-17 16:00 | 2372.6582 | 876.6425 | 1 | 1145
2023-02-17 17:00 | 2424.1215 | 856.9025 | 1 | 1146
2023-02-17 18:00 | 2524.0405 | 915.09 | 1 | 1147
2023-02-17 19:00 | 2280.7595 | 939.095 | 1 | 1148
2023-02-17 20:00 | 2054.8557 | 874.5775 | 1 | 1149
2023-02-17 21:00 | 1932.2127 | 819.1375 | 1 | 1150
2023-02-17 22:00 | 1769.8025 | 755.05 | 1 | 1151
2023-02-17 23:00 | 1628.4456 | 741.76 | 1 | 1152
2023-02-18 | 1555.5949 | 657.1175 | 1 | 1153
2023-02-18 01:00 | 1479.0684 | 628.6275 | 1 | 1154
2023-02-18 02:00 | 1423.2608 | 609.1175 | 1 | 1155
2023-02-18 03:00 | 1419.5848 | 615.7025 | 1 | 1156
2023-02-18 04:00 | 1463.362 | 595.52 | 1 | 1157
2023-02-18 05:00 | 1599.7063 | 617.29 | 1 | 1158
2023-02-18 06:00 | 1889.1038 | 675.42 | 1 | 1159
2023-02-18 07:00 | 2354.6127 | 781.77 | 1 | 1160
2023-02-18 08:00 | 2647.0177 | 902.5825 | 1 | 1161
2023-02-18 09:00 | 2773.3367 | 983.31 | 1 | 1162
2023-02-18 10:00 | 2719.2 | 977.595 | 1 | 1163
2023-02-18 11:00 | 2642.3392 | 924.9875 | 1 | 1164
2023-02-18 12:00 | 2339.2405 | 831.6275 | 1 | 1165
2023-02-18 13:00 | 2205.9038 | 755.0175 | 1 | 1166
2023-02-18 14:00 | 2149.4278 | 775.0225 | 1 | 1167
2023-02-18 15:00 | 2116.0101 | 775.3775 | 1 | 1168
2023-02-18 16:00 | 2141.7418 | 745.27 | 1 | 1169
2023-02-18 17:00 | 2072.9013 | 716.1625 | 1 | 1170
2023-02-18 18:00 | 2180.1722 | 812.5125 | 1 | 1171
2023-02-18 19:00 | 2037.4785 | 867.4625 | 1 | 1172
2023-02-18 20:00 | 1915.838 | 801.3725 | 1 | 1173
2023-02-18 21:00 | 1816.5873 | 739.86 | 1 | 1174
2023-02-18 22:00 | 1689.6 | 681.1525 | 1 | 1175
2023-02-18 23:00 | 1588.0101 | 662.145 | 1 | 1176
2023-02-19 | 1460.7777 | 614.99 | 1 | 1177
2023-02-19 01:00 | 1417.3391 | 591.365 | 1 | 1178
2023-02-19 02:00 | 1361.9546 | 563.835 | 1 | 1179
2023-02-19 03:00 | 1325.1303 | 555.3925 | 1 | 1180
2023-02-19 04:00 | 1359.1709 | 542.9625 | 1 | 1181
2023-02-19 05:00 | 1447.0667 | 555.235 | 1 | 1182
2023-02-19 06:00 | 1667.1487 | 608.945 | 1 | 1183
2023-02-19 07:00 | 2010.9119 | 703.7775 | 1 | 1184
2023-02-19 08:00 | 2148.6891 | 851.42 | 1 | 1185
2023-02-19 09:00 | 2177.9024 | 859.8425 | 1 | 1186
2023-02-19 10:00 | 2304.7107 | 822.6825 | 1 | 1187
2023-02-19 11:00 | 2203.8961 | 756.39 | 1 | 1188
2023-02-19 12:00 | 1971.7231 | 739.1675 | 1 | 1189
2023-02-19 13:00 | 1901.3953 | 643.405 | 1 | 1190
2023-02-19 14:00 | 1797.5918 | 613.5 | 1 | 1191
2023-02-19 15:00 | 1776.0038 | 605.0575 | 1 | 1192
2023-02-19 16:00 | 1755.1656 | 597.01 | 1 | 1193
2023-02-19 17:00 | 1791.6577 | 596.8825 | 1 | 1194
2023-02-19 18:00 | 1959.2142 | 654.85 | 1 | 1195
2023-02-19 19:00 | 1883.8238 | 771.06 | 1 | 1196
2023-02-19 20:00 | 1773.0775 | 718.755 | 1 | 1197
2023-02-19 21:00 | 1684.8547 | 649.53 | 1 | 1198
2023-02-19 22:00 | 1589.681 | 623.6 | 1 | 1199
2023-02-19 23:00 | 1469.9119 | 623.6 | 1 | 1200
2023-02-20 | 1407.7772 | 627.185 | 1 | 1201
2023-02-20 01:00 | 1369.0171 | 555.475 | 1 | 1202
2023-02-20 02:00 | 1342.0376 | 508.09 | 1 | 1203
2023-02-20 03:00 | 1287.5019 | 518.6325 | 1 | 1204
2023-02-20 04:00 | 1332.3699 | 517.975 | 1 | 1205
2023-02-20 05:00 | 1532.5492 | 569.015 | 1 | 1206
2023-02-20 06:00 | 1858.0307 | 732.09 | 1 | 1207
2023-02-20 07:00 | 2282.7984 | 899.6525 | 1 | 1208
2023-02-20 08:00 | 2475.9822 | 1042.51 | 1 | 1209
2023-02-20 09:00 | 2650.4959 | 1084.845 | 1 | 1210
2023-02-20 10:00 | 2677.0509 | 1001.5975 | 1 | 1211
2023-02-20 11:00 | 2578.5087 | 944.1875 | 1 | 1212
2023-02-20 12:00 | 2365.5175 | 924.675 | 1 | 1213
2023-02-20 13:00 | 2341.2393 | 846.3775 | 1 | 1214
2023-02-20 14:00 | 2371.9088 | 887.98 | 1 | 1215
2023-02-20 15:00 | 2375.7182 | 876.845 | 1 | 1216
2023-02-20 16:00 | 2378.4061 | 876.2725 | 1 | 1217
2023-02-20 17:00 | 2401.9322 | 849.365 | 1 | 1218
2023-02-20 18:00 | 2472.1762 | 938.44 | 1 | 1219
2023-02-20 19:00 | 2253.0228 | 986.8475 | 1 | 1220
2023-02-20 20:00 | 2060.5367 | 836.6425 | 1 | 1221
2023-02-20 21:00 | 1942.639 | 856.7775 | 1 | 1222
2023-02-20 22:00 | 1784.64 | 788.6275 | 1 | 1223
2023-02-20 23:00 | 1694.7463 | 741.2975 | 1 | 1224
2023-02-21 | 1563.1696 | 702.755 | 1 | 1225
2023-02-21 01:00 | 1518.2607 | 684.6475 | 1 | 1226
2023-02-21 02:00 | 1490.947 | 646.9325 | 1 | 1227
2023-02-21 03:00 | 1455.4594 | 599.87 | 1 | 1228
2023-02-21 04:00 | 1486.1583 | 618.9725 | 1 | 1229
2023-02-21 05:00 | 1691.3502 | 633.2725 | 1 | 1230
2023-02-21 06:00 | 2037.818 | 754.4925 | 1 | 1231
2023-02-21 07:00 | 2390.0025 | 912.3475 | 1 | 1232
2023-02-21 08:00 | 2550.6374 | 1021.8475 | 1 | 1233
2023-02-21 09:00 | 2678.5667 | 1084.5625 | 1 | 1234
2023-02-21 10:00 | 2716.5507 | 986.5825 | 1 | 1235
2023-02-21 11:00 | 2593.413 | 962.12 | 1 | 1236
2023-02-21 12:00 | 2339.5854 | 945.875 | 1 | 1237
2023-02-21 13:00 | 2326.4019 | 851.145 | 1 | 1238
2023-02-21 14:00 | 2375.9858 | 874.9675 | 1 | 1239
2023-02-21 15:00 | 2355.1329 | 881.4225 | 1 | 1240
2023-02-21 16:00 | 2440.6967 | 856.075 | 1 | 1241
2023-02-21 17:00 | 2469.837 | 896.7625 | 1 | 1242
2023-02-21 18:00 | 2556.6562 | 976.63 | 1 | 1243
2023-02-21 19:00 | 2286.0395 | 992.405 | 1 | 1244
2023-02-21 20:00 | 2086.3352 | 893.4175 | 1 | 1245
2023-02-21 21:00 | 1946.716 | 871.205 | 1 | 1246
2023-02-21 22:00 | 1806.8962 | 803.8075 | 1 | 1247
2023-02-21 23:00 | 1680.5772 | 764.125 | 1 | 1248
2023-02-22 | 1638.961 | 697.5125 | 1 | 1249
2023-02-22 01:00 | 1543.9923 | 684.1875 | 1 | 1250
2023-02-22 02:00 | 1526.1025 | 669.88 | 1 | 1251
2023-02-22 03:00 | 1503.1131 | 662.615 | 1 | 1252
2023-02-22 04:00 | 1540.4286 | 644.31 | 1 | 1253
2023-02-22 05:00 | 1691.6175 | 651.92 | 1 | 1254
2023-02-22 06:00 | 2019.5051 | 751.18 | 1 | 1255
2023-02-22 07:00 | 2427.564 | 923.0775 | 1 | 1256
2023-02-22 08:00 | 2575.3665 | 1060.07 | 1 | 1257
2023-02-22 09:00 | 2727.8245 | 1081.325 | 1 | 1258
2023-02-22 10:00 | 2770.6874 | 1037.175 | 1 | 1259
2023-02-22 11:00 | 2756.4247 | 997.2475 | 1 | 1260
2023-02-22 12:00 | 2486.8239 | 950.5825 | 1 | 1261
2023-02-22 13:00 | 2440.4231 | 875.13 | 1 | 1262
2023-02-22 14:00 | 2471.761 | 869.5225 | 1 | 1263
2023-02-22 15:00 | 2454.8514 | 918.4375 | 1 | 1264
2023-02-22 16:00 | 2495.2345 | 887.58 | 1 | 1265
2023-02-22 17:00 | 2541.1504 | 873.835 | 1 | 1266
2023-02-22 18:00 | 2613.8674 | 960.025 | 1 | 1267
2023-02-22 19:00 | 2378.7403 | 987.0825 | 1 | 1268
2023-02-22 20:00 | 2137.8653 | 896.7675 | 1 | 1269
2023-02-22 21:00 | 1968.4375 | 843.8075 | 1 | 1270
2023-02-22 22:00 | 1873.5312 | 782.325 | 1 | 1271
2023-02-22 23:00 | 1744.8061 | 759.615 | 1 | 1272
2023-02-23 | 1647.1149 | 703.1375 | 1 | 1273
2023-02-23 01:00 | 1586.4997 | 662.43 | 1 | 1274
2023-02-23 02:00 | 1546.4204 | 639.395 | 1 | 1275
2023-02-23 03:00 | 1503.3136 | 635.205 | 1 | 1276
2023-02-23 04:00 | 1548.1147 | 649.815 | 1 | 1277
2023-02-23 05:00 | 1705.3188 | 661.6225 | 1 | 1278
2023-02-23 06:00 | 2017.9011 | 761.4825 | 1 | 1279
2023-02-23 07:00 | 2428.9676 | 906.7575 | 1 | 1280
2023-02-23 08:00 | 2609.72 | 1017.62 | 1 | 1281
2023-02-23 09:00 | 2731.2331 | 1057.915 | 1 | 1282
2023-02-23 10:00 | 2765.541 | 1024.43 | 1 | 1283
2023-02-23 11:00 | 2710.3082 | 974.855 | 1 | 1284
2023-02-23 12:00 | 2469.3798 | 923.57 | 1 | 1285
2023-02-23 13:00 | 2418.9021 | 849.04 | 1 | 1286
2023-02-23 14:00 | 2447.8339 | 838.6775 | 1 | 1287
2023-02-23 15:00 | 2471.8276 | 862.415 | 1 | 1288
2023-02-23 16:00 | 2503.7894 | 863.1375 | 1 | 1289
2023-02-23 17:00 | 2568.7534 | 838.465 | 1 | 1290
2023-02-23 18:00 | 2639.7327 | 931.8975 | 1 | 1291
2023-02-23 19:00 | 2385.6912 | 953.5975 | 1 | 1292
2023-02-23 20:00 | 2166.7382 | 875.39 | 1 | 1293
2023-02-23 21:00 | 2027.7874 | 858.17 | 1 | 1294
2023-02-23 22:00 | 1903.0056 | 781.715 | 1 | 1295
2023-02-23 23:00 | 1769.6689 | 754.5325 | 1 | 1296
2023-02-24 | 1668.6137 | 702.745 | 1 | 1297
2023-02-24 01:00 | 1588.6116 | 673.0025 | 1 | 1298
2023-02-24 02:00 | 1536.4132 | 666.7875 | 1 | 1299
2023-02-24 03:00 | 1540.1559 | 650.5825 | 1 | 1300
2023-02-24 04:00 | 1573.3732 | 656.115 | 1 | 1301
2023-02-24 05:00 | 1749.7519 | 659.6 | 1 | 1302
2023-02-24 06:00 | 2079.6516 | 739.1175 | 1 | 1303
2023-02-24 07:00 | 2425.8592 | 930.39 | 1 | 1304
2023-02-24 08:00 | 2617.3428 | 1045.305 | 1 | 1305
2023-02-24 09:00 | 2681.1706 | 1025.2075 | 1 | 1306
2023-02-24 10:00 | 2872.5205 | 943.0875 | 1 | 1307
2023-02-24 11:00 | 2784.6319 | 877.33 | 1 | 1308
2023-02-24 12:00 | 2554.9185 | 961.6325 | 1 | 1309
2023-02-24 13:00 | 2447.3803 | 870.495 | 1 | 1310
2023-02-24 14:00 | 2484.2734 | 892.4625 | 1 | 1311
2023-02-24 15:00 | 2504.9256 | 896.19 | 1 | 1312
2023-02-24 16:00 | 2549.9727 | 893.66 | 1 | 1313
2023-02-24 17:00 | 2537.9423 | 871.8275 | 1 | 1314
2023-02-24 18:00 | 2607.3843 | 911.15 | 1 | 1315
2023-02-24 19:00 | 2361.6304 | 947.4875 | 1 | 1316
2023-02-24 20:00 | 2141.8086 | 908.175 | 1 | 1317
2023-02-24 21:00 | 1996.0405 | 855.015 | 1 | 1318
2023-02-24 22:00 | 1878.8111 | 789.8875 | 1 | 1319
2023-02-24 23:00 | 1762.718 | 751.2425 | 1 | 1320
2023-02-25 | 1682.5823 | 693.79 | 1 | 1321
2023-02-25 01:00 | 1612.0709 | 676.65 | 1 | 1322
2023-02-25 02:00 | 1562.6127 | 665.2275 | 1 | 1323
2023-02-25 03:00 | 1547.9089 | 657.265 | 1 | 1324
2023-02-25 04:00 | 1541.8937 | 669.2375 | 1 | 1325
2023-02-25 05:00 | 1700.962 | 643.5225 | 1 | 1326
2023-02-25 06:00 | 1997.3772 | 735.1975 | 1 | 1327
2023-02-25 07:00 | 2355.9494 | 877.845 | 1 | 1328
2023-02-25 08:00 | 2504.3241 | 950.125 | 1 | 1329
2023-02-25 09:00 | 2687.4532 | 1010.8975 | 1 | 1330
2023-02-25 10:00 | 2784.3646 | 850.955 | 1 | 1331
2023-02-25 11:00 | 2728.2228 | 929.71 | 1 | 1332
2023-02-25 12:00 | 2524.3747 | 876.3525 | 1 | 1333
2023-02-25 13:00 | 2449.519 | 819.035 | 1 | 1334
2023-02-25 14:00 | 2422.1165 | 832.3425 | 1 | 1335
2023-02-25 15:00 | 2467.8987 | 841.5475 | 1 | 1336
2023-02-25 16:00 | 2457.5392 | 853.9475 | 1 | 1337
2023-02-25 17:00 | 2447.8481 | 847.7275 | 1 | 1338
2023-02-25 18:00 | 2546.4304 | 858.965 | 1 | 1339
2023-02-25 19:00 | 2354.2785 | 873.9675 | 1 | 1340
2023-02-25 20:00 | 2190.8658 | 857.565 | 1 | 1341
2023-02-25 21:00 | 2013.4177 | 818.535 | 1 | 1342
2023-02-25 22:00 | 1897.4582 | 747.4025 | 1 | 1343
2023-02-25 23:00 | 1780.162 | 703.775 | 1 | 1344
2023-02-26 | 1682.5823 | 650.3125 | 1 | 1345
2023-02-26 01:00 | 1612.0709 | 653.56 | 1 | 1346
2023-02-26 02:00 | 1562.6127 | 646.93 | 1 | 1347
2023-02-26 03:00 | 1547.9089 | 618.9475 | 1 | 1348
2023-02-26 04:00 | 1541.8937 | 660.3825 | 1 | 1349
2023-02-26 05:00 | 1700.962 | 606.4125 | 1 | 1350
2023-02-26 06:00 | 1997.3772 | 636.7275 | 1 | 1351
2023-02-26 07:00 | 2355.9494 | 695.5275 | 1 | 1352
2023-02-26 08:00 | 2504.3241 | 755.025 | 1 | 1353
2023-02-26 09:00 | 2687.4532 | 851.835 | 1 | 1354
2023-02-26 10:00 | 2784.3646 | 776.43 | 1 | 1355
2023-02-26 11:00 | 2728.2228 | 735.1525 | 1 | 1356
2023-02-26 12:00 | 2524.3747 | 724.555 | 1 | 1357
2023-02-26 13:00 | 2449.519 | 612.77 | 1 | 1358
2023-02-26 14:00 | 2422.1165 | 653.1 | 1 | 1359
2023-02-26 15:00 | 2467.8987 | 630.8175 | 1 | 1360
2023-02-26 16:00 | 2457.5392 | 653.36 | 1 | 1361
2023-02-26 17:00 | 2447.8481 | 622.8425 | 1 | 1362
2023-02-26 18:00 | 2546.4304 | 641.685 | 1 | 1363
2023-02-26 19:00 | 2354.2785 | 727.9075 | 1 | 1364
2023-02-26 20:00 | 2190.8658 | 718.14 | 1 | 1365
2023-02-26 21:00 | 2013.4177 | 698.6475 | 1 | 1366
2023-02-26 22:00 | 1897.4582 | 622.47 | 1 | 1367
2023-02-26 23:00 | 1780.162 | 618.315 | 1 | 1368
2023-02-27 | 1554.481 | 629.665 | 1 | 1369
2023-02-27 01:00 | 1501.6855 | 574.4925 | 1 | 1370
2023-02-27 02:00 | 1472.6341 | 575.675 | 1 | 1371
2023-02-27 03:00 | 1445.3673 | 568.145 | 1 | 1372
2023-02-27 04:00 | 1472.056 | 555.0125 | 1 | 1373
2023-02-27 05:00 | 1642.4267 | 566.81 | 1 | 1374
2023-02-27 06:00 | 1957.415 | 668.8575 | 1 | 1375
2023-02-27 07:00 | 2331.4546 | 861.415 | 1 | 1376
2023-02-27 08:00 | 2501.246 | 972.0375 | 1 | 1377
2023-02-27 09:00 | 2629.7769 | 1061.2025 | 1 | 1378
2023-02-27 10:00 | 2710.9365 | 1007.5775 | 1 | 1379
2023-02-27 11:00 | 2660.2485 | 915.8575 | 1 | 1380
2023-02-27 12:00 | 2453.5398 | 881.835 | 1 | 1381
2023-02-27 13:00 | 2406.6712 | 854.9075 | 1 | 1382
2023-02-27 14:00 | 2469.9564 | 882.33 | 1 | 1383
2023-02-27 15:00 | 2538.4625 | 911.7575 | 1 | 1384
2023-02-27 16:00 | 2543.757 | 900.4925 | 1 | 1385
2023-02-27 17:00 | 2529.0532 | 905.19 | 1 | 1386
2023-02-27 18:00 | 2629.1727 | 891.1775 | 1 | 1387
2023-02-27 19:00 | 2420.3788 | 945.015 | 1 | 1388
2023-02-27 20:00 | 2197.5494 | 885.5475 | 1 | 1389
2023-02-27 21:00 | 2091.3479 | 871.8825 | 1 | 1390
2023-02-27 22:00 | 1939.4977 | 777.4225 | 1 | 1391
2023-02-27 23:00 | 1802.6187 | 738.6875 | 1 | 1392
2023-02-28 | 1666.39 | 679.8125 | 1 | 1393
2023-02-28 01:00 | 1594.5864 | 657.9775 | 1 | 1394
2023-02-28 02:00 | 1561.6742 | 676.5725 | 1 | 1395
2023-02-28 03:00 | 1534.4842 | 670.665 | 1 | 1396
2023-02-28 04:00 | 1547.2433 | 655.2225 | 1 | 1397
2023-02-28 05:00 | 1674.8283 | 661.6625 | 1 | 1398
2023-02-28 06:00 | 2002.0493 | 729.815 | 1 | 1399
2023-02-28 07:00 | 2311.1555 | 879.7225 | 1 | 1400
2023-02-28 08:00 | 2506.8745 | 991.1225 | 1 | 1401
2023-02-28 09:00 | 2611.6227 | 1063.6225 | 1 | 1402
2023-02-28 10:00 | 2746.0858 | 999.825 | 1 | 1403
2023-02-28 11:00 | 2721.7054 | 961.93 | 1 | 1404
2023-02-28 12:00 | 2461.2166 | 902.0025 | 1 | 1405
2023-02-28 13:00 | 2417.1779 | 858.415 | 1 | 1406
2023-02-28 14:00 | 2486.2059 | 898.1575 | 1 | 1407
2023-02-28 15:00 | 2489.5717 | 873.6 | 1 | 1408
2023-02-28 16:00 | 2521.2 | 903.6025 | 1 | 1409
2023-02-28 17:00 | 2520.738 | 880.78 | 1 | 1410
2023-02-28 18:00 | 2591.754 | 907.0825 | 1 | 1411
2023-02-28 19:00 | 2346.828 | 927.9375 | 1 | 1412
2023-02-28 20:00 | 2150.808 | 862.4075 | 1 | 1413
2023-02-28 21:00 | 2040.72 | 803.75 | 1 | 1414
2023-02-28 22:00 | 1920.534 | 720.28 | 1 | 1415
2023-02-28 23:00 | 1808.268 | 684.86 | 1 | 1416
2023-03-01 | 1700.512 | 668.6875 | 1 | 1417
2023-03-01 01:00 | 1627.6524 | 618.425 | 1 | 1418
2023-03-01 02:00 | 1587.2162 | 575.1325 | 1 | 1419
2023-03-01 03:00 | 1569.6622 | 529.115 | 1 | 1420
2023-03-01 04:00 | 1599.5153 | 551.7775 | 1 | 1421
2023-03-01 05:00 | 1762.2123 | 592.16 | 1 | 1422
2023-03-01 06:00 | 2035.1813 | 668.375 | 1 | 1423
2023-03-01 07:00 | 2284.8215 | 768.67 | 1 | 1424
2023-03-01 08:00 | 2496.5785 | 944.845 | 1 | 1425
2023-03-01 09:00 | 2636.7027 | 1025.8875 | 1 | 1426
2023-03-01 10:00 | 2777.5018 | 979.455 | 1 | 1427
2023-03-01 11:00 | 2710.1554 | 939.2875 | 1 | 1428
2023-03-01 12:00 | 2500.4866 | 894.4725 | 1 | 1429
2023-03-01 13:00 | 2481.1979 | 842.685 | 1 | 1430
2023-03-01 14:00 | 2539.4679 | 841.59 | 1 | 1431
2023-03-01 15:00 | 2548.7737 | 860.555 | 1 | 1432
2023-03-01 16:00 | 2579.346 | 873.3175 | 1 | 1433
2023-03-01 17:00 | 2520.672 | 871.965 | 1 | 1434
2023-03-01 18:00 | 2623.698 | 858.7525 | 1 | 1435
2023-03-01 19:00 | 2380.29 | 964.345 | 1 | 1436
2023-03-01 20:00 | 2202.948 | 882.9725 | 1 | 1437
2023-03-01 21:00 | 2086.788 | 818.865 | 1 | 1438
2023-03-01 22:00 | 1973.664 | 765.2225 | 1 | 1439
2023-03-01 23:00 | 1827.144 | 733.08 | 1 | 1440
2023-03-02 | 1737.274 | 683.05 | 1 | 1441
2023-03-02 01:00 | 1659.0024 | 675.275 | 1 | 1442
2023-03-02 02:00 | 1629.1922 | 655.5925 | 1 | 1443
2023-03-02 03:00 | 1597.3162 | 650.68 | 1 | 1444
2023-03-02 04:00 | 1608.6893 | 638.685 | 1 | 1445
2023-03-02 05:00 | 1774.5543 | 644.33 | 1 | 1446
2023-03-02 06:00 | 2029.4393 | 713.22 | 1 | 1447
2023-03-02 07:00 | 2354.9135 | 905.72 | 1 | 1448
2023-03-02 08:00 | 2528.1265 | 1009.1925 | 1 | 1449
2023-03-02 09:00 | 2672.0127 | 1059.91 | 1 | 1450
2023-03-02 10:00 | 2767.0078 | 998.7725 | 1 | 1451
2023-03-02 11:00 | 2749.0954 | 963.385 | 1 | 1452
2023-03-02 12:00 | 2599.0906 | 921.4475 | 1 | 1453
2023-03-02 13:00 | 2549.3099 | 865.1025 | 1 | 1454
2023-03-02 14:00 | 2606.1279 | 889.405 | 1 | 1455
2023-03-02 15:00 | 2593.0597 | 905.9025 | 1 | 1456
2023-03-02 16:00 | 2624.886 | 910.125 | 1 | 1457
2023-03-02 17:00 | 2612.28 | 884.925 | 1 | 1458
2023-03-02 18:00 | 2674.056 | 903 | 1 | 1459
2023-03-02 19:00 | 2443.254 | 973.465 | 1 | 1460
2023-03-02 20:00 | 2234.1 | 914.1525 | 1 | 1461
2023-03-02 21:00 | 2115.102 | 876.4 | 1 | 1462
2023-03-02 22:00 | 2017.158 | 829.9275 | 1 | 1463
2023-03-02 23:00 | 1891.032 | 771.9125 | 1 | 1464
2023-03-03 | 1771.77 | 719.96 | 1 | 1465
2023-03-03 01:00 | 1689.27 | 737.9925 | 1 | 1466
2023-03-03 02:00 | 1658.91 | 695.7625 | 1 | 1467
2023-03-03 03:00 | 1637.13 | 695.04 | 1 | 1468
2023-03-03 04:00 | 1661.55 | 696.91 | 1 | 1469
2023-03-03 05:00 | 1836.45 | 712.1975 | 1 | 1470
2023-03-03 06:00 | 2145.33 | 731.64 | 1 | 1471
2023-03-03 07:00 | 2443.65 | 929.62 | 1 | 1472
2023-03-03 08:00 | 2626.14 | 1043.775 | 1 | 1473
2023-03-03 09:00 | 2799.39 | 1108.02 | 1 | 1474
2023-03-03 10:00 | 2889.48 | 1059.58 | 1 | 1475
2023-03-03 11:00 | 2863.08 | 991.275 | 1 | 1476
2023-03-03 12:00 | 2604.03 | 944.185 | 1 | 1477
2023-03-03 13:00 | 2576.64 | 914.2425 | 1 | 1478
2023-03-03 14:00 | 2653.86 | 928.3175 | 1 | 1479
2023-03-03 15:00 | 2688.84 | 990.7025 | 1 | 1480
2023-03-03 16:00 | 2711.61 | 924.675 | 1 | 1481
2023-03-03 17:00 | 2700.06 | 950.2225 | 1 | 1482
2023-03-03 18:00 | 2695.77 | 936.8175 | 1 | 1483
2023-03-03 19:00 | 2472.69 | 1030.85 | 1 | 1484
2023-03-03 20:00 | 2281.29 | 948.1875 | 1 | 1485
2023-03-03 21:00 | 2139.06 | 898.1875 | 1 | 1486
2023-03-03 22:00 | 2028.84 | 797.62 | 1 | 1487
2023-03-03 23:00 | 1924.23 | 775.1425 | 1 | 1488
2023-03-04 | 1844.37 | 707.9375 | 1 | 1489
2023-03-04 01:00 | 1746.03 | 693.915 | 1 | 1490
2023-03-04 02:00 | 1697.52 | 676.7175 | 1 | 1491
2023-03-04 03:00 | 1693.89 | 655.805 | 1 | 1492
2023-03-04 04:00 | 1702.8 | 669.06 | 1 | 1493
2023-03-04 05:00 | 1859.88 | 673.0675 | 1 | 1494
2023-03-04 06:00 | 2140.05 | 704.385 | 1 | 1495
2023-03-04 07:00 | 2323.86 | 802.535 | 1 | 1496
2023-03-04 08:00 | 2523.51 | 904.685 | 1 | 1497
2023-03-04 09:00 | 2652.21 | 1015.6725 | 1 | 1498
2023-03-04 10:00 | 2787.18 | 990.62 | 1 | 1499
2023-03-04 11:00 | 2783.55 | 858.7025 | 1 | 1500
2023-03-04 12:00 | 2619.21 | 794.655 | 1 | 1501
2023-03-04 13:00 | 2649.24 | 835.125 | 1 | 1502
2023-03-04 14:00 | 2660.13 | 859.565 | 1 | 1503
2023-03-04 15:00 | 2582.25 | 895.445 | 1 | 1504
2023-03-04 16:00 | 2592.81 | 887.4125 | 1 | 1505
2023-03-04 17:00 | 2571.36 | 864.735 | 1 | 1506
2023-03-04 18:00 | 2610.63 | 895.365 | 1 | 1507
2023-03-04 19:00 | 2437.05 | 898.9325 | 1 | 1508
2023-03-04 20:00 | 2288.55 | 912.0875 | 1 | 1509
2023-03-04 21:00 | 2189.22 | 827.435 | 1 | 1510
2023-03-04 22:00 | 2076.36 | 778.3975 | 1 | 1511
2023-03-04 23:00 | 1943.7 | 761.205 | 1 | 1512
2023-03-05 | 1676.422 | 683.88 | 1 | 1513
2023-03-05 01:00 | 1618.7424 | 661.4175 | 1 | 1514
2023-03-05 02:00 | 1589.7242 | 635.81 | 1 | 1515
2023-03-05 03:00 | 1562.6662 | 677.5175 | 1 | 1516
2023-03-05 04:00 | 1591.0013 | 647.0925 | 1 | 1517
2023-03-05 05:00 | 1748.3523 | 648.7575 | 1 | 1518
2023-03-05 06:00 | 1936.8413 | 685.6 | 1 | 1519
2023-03-05 07:00 | 2248.7855 | 791.39 | 1 | 1520
2023-03-05 08:00 | 2384.8405 | 896.4075 | 1 | 1521
2023-03-05 09:00 | 2624.4927 | 917.0075 | 1 | 1522
2023-03-05 10:00 | 2752.2238 | 857.685 | 1 | 1523
2023-03-05 11:00 | 2675.2414 | 803.715 | 1 | 1524
2023-03-05 12:00 | 2522.3326 | 782.2275 | 1 | 1525
2023-03-05 13:00 | 2473.2119 | 737.28 | 1 | 1526
2023-03-05 14:00 | 2528.2479 | 731.185 | 1 | 1527
2023-03-05 15:00 | 2527.3897 | 747.195 | 1 | 1528
2023-03-05 16:00 | 2573.604 | 732.2325 | 1 | 1529
2023-03-05 17:00 | 2470.842 | 706.0175 | 1 | 1530
2023-03-05 18:00 | 2121.636 | 772.1275 | 1 | 1531
2023-03-05 19:00 | 1908.588 | 818.7425 | 1 | 1532
2023-03-05 20:00 | 1906.344 | 824.4 | 1 | 1533
2023-03-05 21:00 | 1855.59 | 794.4625 | 1 | 1534
2023-03-05 22:00 | 1748.34 | 721.3975 | 1 | 1535
2023-03-05 23:00 | 1698.576 | 716.2875 | 1 | 1536
2023-03-06 |  | 684.725 | 1 | 1537
2023-03-06 01:00 |  | 641.73 | 1 | 1538
2023-03-06 02:00 |  | 656.6675 | 1 | 1539
2023-03-06 03:00 |  | 630.9475 | 1 | 1540
2023-03-06 04:00 |  | 632.2775 | 1 | 1541
2023-03-06 05:00 |  | 642.985 | 1 | 1542
2023-03-06 06:00 |  | 737.89 | 1 | 1543
2023-03-06 07:00 |  | 926.4 | 1 | 1544
2023-03-06 08:00 |  | 1025.0525 | 1 | 1545
2023-03-06 09:00 |  | 1094.0125 | 1 | 1546
2023-03-06 10:00 |  | 1034.7475 | 1 | 1547
2023-03-06 11:00 |  | 949.02 | 1 | 1548
2023-03-06 12:00 |  | 891.84 | 1 | 1549
2023-03-06 13:00 |  | 842.59 | 1 | 1550
2023-03-06 14:00 |  | 873.635 | 1 | 1551
2023-03-06 15:00 |  | 901.425 | 1 | 1552
2023-03-06 16:00 |  | 893.3625 | 1 | 1553
2023-03-06 17:00 |  | 867.98 | 1 | 1554
2023-03-06 18:00 |  | 879.1875 | 1 | 1555
2023-03-06 19:00 |  | 934.35 | 1 | 1556
2023-03-06 20:00 |  | 881.9925 | 1 | 1557
2023-03-06 21:00 |  | 823.355 | 1 | 1558
2023-03-06 22:00 |  | 755.0275 | 1 | 1559
2023-03-06 23:00 |  | 773.7525 | 1 | 1560
2023-03-07 |  | 684.4425 | 1 | 1561
2023-03-07 01:00 |  | 689.3025 | 1 | 1562
2023-03-07 02:00 |  | 641.4375 | 1 | 1563
2023-03-07 03:00 |  | 636.1375 | 1 | 1564
2023-03-07 04:00 |  | 636.5675 | 1 | 1565
2023-03-07 05:00 |  | 636.5325 | 1 | 1566
2023-03-07 06:00 |  | 713.505 | 1 | 1567
2023-03-07 07:00 |  | 837.9325 | 1 | 1568
2023-03-07 08:00 |  | 927.7475 | 1 | 1569
2023-03-07 09:00 |  | 1003.07 | 1 | 1570
2023-03-07 10:00 |  | 955.985 | 1 | 1571
2023-03-07 11:00 |  | 868.735 | 1 | 1572
2023-03-07 12:00 |  | 812.7725 | 1 | 1573
2023-03-07 13:00 |  | 758.715 | 1 | 1574
2023-03-07 14:00 |  | 788.78 | 1 | 1575
2023-03-07 15:00 |  | 745.3875 | 1 | 1576
2023-03-07 16:00 |  | 727.3175 | 1 | 1577
2023-03-07 17:00 |  | 699.9425 | 1 | 1578
2023-03-07 18:00 |  | 705.9075 | 1 | 1579
2023-03-07 19:00 |  | 725.61 | 1 | 1580
2023-03-07 20:00 |  | 704.0425 | 1 | 1581
2023-03-07 21:00 |  | 721.1125 | 1 | 1582
2023-03-07 22:00 |  | 666.6175 | 1 | 1583
2023-03-07 23:00 |  | 691.145 | 1 | 1584
2023-03-08 | 1577.092 | 591.695 | 1 | 1585
2023-03-08 01:00 | 1518.0264 | 624.9625 | 1 | 1586
2023-03-08 02:00 | 1516.0022 | 604.2475 | 1 | 1587
2023-03-08 03:00 | 1448.0242 | 599.465 | 1 | 1588
2023-03-08 04:00 | 1466.9873 | 582.34 | 1 | 1589
2023-03-08 05:00 | 1524.0183 | 565.64 | 1 | 1590
2023-03-08 06:00 | 1629.4133 | 588.905 | 1 | 1591
2023-03-08 07:00 | 1774.7735 | 595.4825 | 1 | 1592
2023-03-08 08:00 | 1781.8644 | 644.8525 | 1 | 1593
2023-03-08 09:00 | 1702.4067 | 576.8025 | 1 | 1594
2023-03-08 10:00 | 1642.2358 | 508.545 | 1 | 1595
2023-03-08 11:00 | 1678.7074 | 486.4775 | 1 | 1596
2023-03-08 12:00 | 1666.5766 | 488.3825 | 1 | 1597
2023-03-08 13:00 | 1606.0379 | 506.785 | 1 | 1598
2023-03-08 14:00 | 1726.6119 | 484.655 | 1 | 1599
2023-03-08 15:00 | 1348.2997 | 484.9525 | 1 | 1600
2023-03-08 16:00 | 1476.222 | 461.045 | 1 | 1601
2023-03-08 17:00 | 1534.17 | 478.81 | 1 | 1602
2023-03-08 18:00 | 1672.44 | 481.0075 | 1 | 1603
2023-03-08 19:00 | 1643.334 | 584.4575 | 1 | 1604
2023-03-08 20:00 | 1547.04 | 590.6375 | 1 | 1605
2023-03-08 21:00 | 1482.03 | 526.9825 | 1 | 1606
2023-03-08 22:00 | 1404.216 | 521.5075 | 1 | 1607
2023-03-08 23:00 | 1332.276 | 502.3875 | 1 | 1608
2023-03-09 | 1328.47 | 509.665 | 1 | 1609
2023-03-09 01:00 | 1313.1624 | 450.8825 | 1 | 1610
2023-03-09 02:00 | 1293.7142 | 434.775 | 1 | 1611
2023-03-09 03:00 | 1287.0502 | 434.23 | 1 | 1612
2023-03-09 04:00 | 1308.2573 | 441.94 | 1 | 1613
2023-03-09 05:00 | 1437.2283 | 460.5675 | 1 | 1614
2023-03-09 06:00 | 1704.7193 | 524.9625 | 1 | 1615
2023-03-09 07:00 | 1998.6455 | 652.3575 | 1 | 1616
2023-03-09 08:00 | 2181.2305 | 812.815 | 1 | 1617
2023-03-09 09:00 | 2349.7347 | 870.7775 | 1 | 1618
2023-03-09 10:00 | 2424.6658 | 821.7725 | 1 | 1619
2023-03-09 11:00 | 2368.0114 | 760.9375 | 1 | 1620
2023-03-09 12:00 | 2201.5066 | 745.9 | 1 | 1621
2023-03-09 13:00 | 2148.9539 | 705.025 | 1 | 1622
2023-03-09 14:00 | 2163.5319 | 731.8575 | 1 | 1623
2023-03-09 15:00 | 2200.6238 | 723.8575 | 1 | 1624
2023-03-09 16:00 | 2206.38 | 701.315 | 1 | 1625
2023-03-09 17:00 | 2162.688 | 722.675 | 1 | 1626
2023-03-09 18:00 | 2341.878 | 741.385 | 1 | 1627
2023-03-09 19:00 | 2143.416 | 791.2425 | 1 | 1628
2023-03-09 20:00 | 1958.946 | 785.99 | 1 | 1629
2023-03-09 21:00 | 1855.59 | 719.555 | 1 | 1630
2023-03-09 22:00 | 1763.124 | 678.0575 | 1 | 1631
2023-03-09 23:00 | 1644.126 | 638.4875 | 1 | 1632
2023-03-10 |  | 671.045 | 1 | 1633
2023-03-10 01:00 |  | 601.2975 | 1 | 1634
2023-03-10 02:00 |  | 581.93 | 1 | 1635
2023-03-10 03:00 |  | 573.635 | 1 | 1636
2023-03-10 04:00 |  | 582.94 | 1 | 1637
2023-03-10 05:00 |  | 613.955 | 1 | 1638
2023-03-10 06:00 |  | 734.25 | 1 | 1639
2023-03-10 07:00 |  | 873.715 | 1 | 1640
2023-03-10 08:00 |  | 1001.35 | 1 | 1641
2023-03-10 09:00 |  | 1037.8 | 1 | 1642
2023-03-10 10:00 |  | 991.025 | 1 | 1643
2023-03-10 11:00 |  | 891.57 | 1 | 1644
2023-03-10 12:00 |  | 894.17 | 1 | 1645
2023-03-10 13:00 |  | 846.1025 | 1 | 1646
2023-03-10 14:00 |  | 883.965 | 1 | 1647
2023-03-10 15:00 |  | 911.54 | 1 | 1648
2023-03-10 16:00 |  | 918.7175 | 1 | 1649
2023-03-10 17:00 |  | 928.13 | 1 | 1650
2023-03-10 18:00 |  | 915.605 | 1 | 1651
2023-03-10 19:00 |  | 1011.0425 | 1 | 1652
2023-03-10 20:00 |  | 958.5625 | 1 | 1653
2023-03-10 21:00 |  | 914.1 | 1 | 1654
2023-03-10 22:00 |  | 828.24 | 1 | 1655
2023-03-10 23:00 |  | 811.055 | 1 | 1656
2023-03-11 |  | 766.39 | 1 | 1657
2023-03-11 01:00 |  | 726.0775 | 1 | 1658
2023-03-11 02:00 |  | 689.3725 | 1 | 1659
2023-03-11 03:00 |  | 671.6925 | 1 | 1660
2023-03-11 04:00 |  | 700.435 | 1 | 1661
2023-03-11 05:00 |  | 696.6 | 1 | 1662
2023-03-11 06:00 |  | 778.3175 | 1 | 1663
2023-03-11 07:00 |  | 890.8125 | 1 | 1664
2023-03-11 08:00 |  | 998.34 | 1 | 1665
2023-03-11 09:00 |  | 1026.3475 | 1 | 1666
2023-03-11 10:00 |  | 999.5625 | 1 | 1667
2023-03-11 11:00 |  | 937.305 | 1 | 1668
2023-03-11 12:00 |  | 891.6275 | 1 | 1669
2023-03-11 13:00 |  | 834.7625 | 1 | 1670
2023-03-11 14:00 |  | 882.115 | 1 | 1671
2023-03-11 15:00 |  | 876.31 | 1 | 1672
2023-03-11 16:00 |  | 895.1425 | 1 | 1673
2023-03-11 17:00 |  | 915.9175 | 1 | 1674
2023-03-11 18:00 |  | 920.41 | 1 | 1675
2023-03-11 19:00 |  | 997.935 | 1 | 1676
2023-03-11 20:00 |  | 949.86 | 1 | 1677
2023-03-11 21:00 |  | 908.8 | 1 | 1678
2023-03-11 22:00 |  | 842.57 | 1 | 1679
2023-03-11 23:00 |  | 829.2575 | 1 | 1680
2023-03-12 | 1676.026 | 764.8025 | 1 | 1681
2023-03-12 01:00 | 1636.2984 | 739.0525 | 1 | 1682
2023-03-12 03:00 | 1546.9582 | 695.185 | 1 | 1684
2023-03-12 04:00 | 1574.8313 | 679.355 | 1 | 1685
2023-03-12 05:00 | 1636.8123 | 684.1675 | 1 | 1686
2023-03-12 06:00 | 1767.3533 | 688.61 | 1 | 1687
2023-03-12 07:00 | 1886.2475 | 765.7875 | 1 | 1688
2023-03-12 08:00 | 1898.2224 | 810.235 | 1 | 1689
2023-03-12 09:00 | 1903.1127 | 855.2625 | 1 | 1690
2023-03-12 10:00 | 1823.9998 | 815.2925 | 1 | 1691
2023-03-12 11:00 | 1762.9234 | 748.83 | 1 | 1692
2023-03-12 12:00 | 1729.8046 | 723.18 | 1 | 1693
2023-03-12 13:00 | 1712.5619 | 686.975 | 1 | 1694
2023-03-12 14:00 | 1722.0579 | 700.6825 | 1 | 1695
2023-03-12 15:00 | 1849.3057 | 724.045 | 1 | 1696
2023-03-12 16:00 | 1819.554 | 716.9675 | 1 | 1697
2023-03-12 17:00 | 1815 | 691.0775 | 1 | 1698
2023-03-12 18:00 | 1901.13 | 709.03 | 1 | 1699
2023-03-12 19:00 | 1830.774 | 860.5825 | 1 | 1700
2023-03-12 20:00 | 1791.702 | 851.3925 | 1 | 1701
2023-03-12 21:00 | 1770.054 | 749.315 | 1 | 1702
2023-03-12 22:00 | 1708.542 | 763.1875 | 1 | 1703
2023-03-12 23:00 | 1622.016 | 738.61 | 1 | 1704
2023-03-13 | 1551.55 | 753.425 | 1 | 1705
2023-03-13 01:00 | 1495.3224 | 666.745 | 1 | 1706
2023-03-13 02:00 | 1478.7122 | 630.2325 | 1 | 1707
2023-03-13 03:00 | 1468.3522 | 633.77 | 1 | 1708
2023-03-13 04:00 | 1491.0113 | 653.8475 | 1 | 1709
2023-03-13 05:00 | 1632.2583 | 665.59 | 1 | 1710
2023-03-13 06:00 | 1895.3933 | 779.4875 | 1 | 1711
2023-03-13 07:00 | 2161.5335 | 944.82 | 1 | 1712
2023-03-13 08:00 | 2382.3984 | 1062.885 | 1 | 1713
2023-03-13 09:00 | 2515.5267 | 1126.2525 | 1 | 1714
2023-03-13 10:00 | 2711.5678 | 1120.08 | 1 | 1715
2023-03-13 11:00 | 2672.6014 | 1076.395 | 1 | 1716
2023-03-13 12:00 | 2476.7266 | 1007.6925 | 1 | 1717
2023-03-13 13:00 | 2468.9219 | 968.695 | 1 | 1718
2023-03-13 14:00 | 2536.7619 | 995.555 | 1 | 1719
2023-03-13 15:00 | 2541.2498 | 1034.4 | 1 | 1720
2023-03-13 16:00 | 2516.514 | 1046.37 | 1 | 1721
2023-03-13 17:00 | 2519.022 | 1023.2275 | 1 | 1722
2023-03-13 18:00 | 2593.8 | 1002.1075 | 1 | 1723
2023-03-13 19:00 | 2388.408 | 1079.2925 | 1 | 1724
2023-03-13 20:00 | 2253.438 | 1015.2 | 1 | 1725
2023-03-13 21:00 | 2162.754 | 985.175 | 1 | 1726
2023-03-13 22:00 | 2044.152 | 905.9625 | 1 | 1727
2023-03-13 23:00 | 1905.288 | 862.515 | 1 | 1728
2023-03-14 | 1867.096 | 818.74 | 1 | 1729
2023-03-14 01:00 | 1740.5124 | 804.23 | 1 | 1730
2023-03-14 02:00 | 1728.9842 | 764.425 | 1 | 1731
2023-03-14 03:00 | 1740.4042 | 760.7775 | 1 | 1732
2023-03-14 04:00 | 1735.0793 | 755.8925 | 1 | 1733
2023-03-14 05:00 | 1792.1103 | 758.86 | 1 | 1734
2023-03-14 06:00 | 1954.2653 | 842.1775 | 1 | 1735
2023-03-14 07:00 | 2171.7635 | 951.2225 | 1 | 1736
2023-03-14 08:00 | 2297.1925 | 1112.08 | 1 | 1737
2023-03-14 09:00 | 2532.2247 | 1155.255 | 1 | 1738
2023-03-14 10:00 | 2607.5518 | 1096.7975 | 1 | 1739
2023-03-14 11:00 | 2596.1074 | 1065.3725 | 1 | 1740
2023-03-14 12:00 | 2446.5646 | 1027.3475 | 1 | 1741
2023-03-14 13:00 | 2415.9899 | 940.205 | 1 | 1742
2023-03-14 14:00 | 2538.6759 | 972.37 | 1 | 1743
2023-03-14 15:00 | 2578.0777 | 1014.3325 | 1 | 1744
2023-03-14 16:00 | 2588.652 | 1023.405 | 1 | 1745
2023-03-14 17:00 | 2560.272 | 1065.0325 | 1 | 1746
2023-03-14 18:00 | 2601.456 | 996.455 | 1 | 1747
2023-03-14 19:00 | 2390.256 | 1093.5125 | 1 | 1748
2023-03-14 20:00 | 2230.008 | 997.6825 | 1 | 1749
2023-03-14 21:00 | 2108.7 | 988.8925 | 1 | 1750
2023-03-14 22:00 | 2023.89 | 904.8725 | 1 | 1751
2023-03-14 23:00 | 1923.108 | 849.79 | 1 | 1752
2023-03-15 | 1852.51 | 827.155 | 1 | 1753
2023-03-15 01:00 | 1772.1924 | 765.9475 | 1 | 1754
2023-03-15 02:00 | 1746.2762 | 748.0675 | 1 | 1755
2023-03-15 03:00 | 1697.1082 | 728.625 | 1 | 1756
2023-03-15 04:00 | 1723.8593 | 749.5375 | 1 | 1757
2023-03-15 05:00 | 1820.6223 | 736.73 | 1 | 1758
2023-03-15 06:00 | 2111.5433 | 848.195 | 1 | 1759
2023-03-15 07:00 | 2317.4915 | 936.7575 | 1 | 1760
2023-03-15 08:00 | 2466.2184 | 1005 | 1 | 1761
2023-03-15 09:00 | 2618.6847 | 1143.38 | 1 | 1762
2023-03-15 10:00 | 2724.8338 | 1116.6625 | 1 | 1763
2023-03-15 11:00 | 2788.8274 | 1061.795 | 1 | 1764
2023-03-15 12:00 | 2608.5946 | 1015.485 | 1 | 1765
2023-03-15 13:00 | 2613.5279 | 950.5475 | 1 | 1766
2023-03-15 14:00 | 2632.2639 | 988.73 | 1 | 1767
2023-03-15 15:00 | 2629.9538 | 1010.13 | 1 | 1768
2023-03-15 16:00 | 2657.886 | 1060.81 | 1 | 1769
2023-03-15 17:00 | 2683.296 | 1025.86 | 1 | 1770
2023-03-15 18:00 | 2683.758 | 1003.435 | 1 | 1771
2023-03-15 19:00 | 2488.464 | 1086.535 | 1 | 1772
2023-03-15 20:00 | 2266.308 | 992.5975 | 1 | 1773
2023-03-15 21:00 | 2192.256 | 951.905 | 1 | 1774
2023-03-15 22:00 | 2073.258 | 943.09 | 1 | 1775
2023-03-15 23:00 | 2000.46 | 867.9325 | 1 | 1776
2023-03-16 | 1841.818 | 847.4975 | 1 | 1777
2023-03-16 01:00 | 1804.4664 | 798.085 | 1 | 1778
2023-03-16 02:00 | 1739.6762 | 761.6875 | 1 | 1779
2023-03-16 03:00 | 1733.9362 | 762.89 | 1 | 1780
2023-03-16 04:00 | 1712.1113 | 753.5625 | 1 | 1781
2023-03-16 05:00 | 1861.6743 | 750.325 | 1 | 1782
2023-03-16 06:00 | 2038.4153 | 867.6 | 1 | 1783
2023-03-16 07:00 | 2276.9675 | 912.8875 | 1 | 1784
2023-03-16 08:00 | 2437.7064 | 967.1125 | 1 | 1785
2023-03-16 09:00 | 2604.4287 | 1113.21 | 1 | 1786
2023-03-16 10:00 | 2675.8618 | 1092.835 | 1 | 1787
2023-03-16 11:00 | 2640.3934 | 1044.2225 | 1 | 1788
2023-03-16 12:00 | 2493.8206 | 1004.4925 | 1 | 1789
2023-03-16 13:00 | 2506.5419 | 943.1675 | 1 | 1790
2023-03-16 14:00 | 2597.7459 | 1028.02 | 1 | 1791
2023-03-16 15:00 | 2602.3658 | 1022.295 | 1 | 1792
2023-03-16 16:00 | 2603.964 | 1041.865 | 1 | 1793
2023-03-16 17:00 | 2574.462 | 1031.8675 | 1 | 1794
2023-03-16 18:00 | 2621.256 | 998.065 | 1 | 1795
2023-03-16 19:00 | 2416.656 | 1061.21 | 1 | 1796
2023-03-16 20:00 | 2257.86 | 1013.035 | 1 | 1797
2023-03-16 21:00 | 2166.714 | 929.45 | 1 | 1798
2023-03-16 22:00 | 2066.79 | 919.05 | 1 | 1799
2023-03-16 23:00 | 1958.484 | 862.5675 | 1 | 1800
2023-03-17 | 1929.51 | 779.38 | 1 | 1801
2023-03-17 01:00 | 1826.55 | 742.615 | 1 | 1802
2023-03-17 02:00 | 1807.08 | 781.16 | 1 | 1803
2023-03-17 03:00 | 1765.83 | 703.995 | 1 | 1804
2023-03-17 04:00 | 1784.97 | 720.705 | 1 | 1805
2023-03-17 05:00 | 1972.41 | 721.5875 | 1 | 1806
2023-03-17 06:00 | 2256.54 | 784.8625 | 1 | 1807
2023-03-17 07:00 | 2415.27 | 894.5475 | 1 | 1808
2023-03-17 08:00 | 2598.42 | 984.3475 | 1 | 1809
2023-03-17 09:00 | 2670.36 | 1090.5575 | 1 | 1810
2023-03-17 10:00 | 2859.45 | 1097.1075 | 1 | 1811
2023-03-17 11:00 | 2770.35 | 1059.05 | 1 | 1812
2023-03-17 12:00 | 2611.62 | 1028.4725 | 1 | 1813
2023-03-17 13:00 | 2622.51 | 955.485 | 1 | 1814
2023-03-17 14:00 | 2534.4 | 940.03 | 1 | 1815
2023-03-17 15:00 | 2457.51 | 1004.5875 | 1 | 1816
2023-03-17 16:00 | 2523.51 | 978.025 | 1 | 1817
2023-03-17 17:00 | 2593.8 | 960.26 | 1 | 1818
2023-03-17 18:00 | 2643.63 | 954.7325 | 1 | 1819
2023-03-17 19:00 | 2208.36 | 1062.4275 | 1 | 1820
2023-03-17 20:00 | 2164.8 | 979.0275 | 1 | 1821
2023-03-17 21:00 | 2030.49 | 924.545 | 1 | 1822
2023-03-17 22:00 | 1971.09 | 854.6775 | 1 | 1823
2023-03-17 23:00 | 1861.86 | 820.5525 | 1 | 1824
2023-03-18 | 1801.47 | 724.8425 | 1 | 1825
2023-03-18 01:00 | 1736.79 | 770.445 | 1 | 1826
2023-03-18 02:00 | 1683.33 | 749.8725 | 1 | 1827
2023-03-18 03:00 | 1666.17 | 728.275 | 1 | 1828
2023-03-18 04:00 | 1676.73 | 709.825 | 1 | 1829
2023-03-18 05:00 | 1791.57 | 698.4775 | 1 | 1830
2023-03-18 06:00 | 2026.2 | 776.09 | 1 | 1831
2023-03-18 07:00 | 2237.07 | 842.095 | 1 | 1832
2023-03-18 08:00 | 2413.95 | 865.87 | 1 | 1833
2023-03-18 09:00 | 2557.83 | 1050.4525 | 1 | 1834
2023-03-18 10:00 | 2640.99 | 999.55 | 1 | 1835
2023-03-18 11:00 | 2629.77 | 984.25 | 1 | 1836
2023-03-18 12:00 | 2459.16 | 914.8 | 1 | 1837
2023-03-18 13:00 | 2476.32 | 889.45 | 1 | 1838
2023-03-18 14:00 | 2524.17 | 886.0225 | 1 | 1839
2023-03-18 15:00 | 2520.87 | 697.2825 | 1 | 1840
2023-03-18 16:00 | 2522.52 | 635.0825 | 1 | 1841
2023-03-18 17:00 | 2500.41 | 661.6975 | 1 | 1842
2023-03-18 18:00 | 2522.19 | 664.4775 | 1 | 1843
2023-03-18 19:00 | 2349.27 | 819.8725 | 1 | 1844
2023-03-18 20:00 | 2182.29 | 786.9075 | 1 | 1845
2023-03-18 21:00 | 1691.58 | 767.4175 | 1 | 1846
2023-03-18 22:00 | 1801.14 | 707.93 | 1 | 1847
2023-03-18 23:00 | 1748.34 | 678.9125 | 1 | 1848
2023-03-19 | 1718.398 | 574.2825 | 1 | 1849
2023-03-19 01:00 | 1271.5824 | 610.5125 | 1 | 1850
2023-03-19 02:00 | 1558.2422 | 602.2975 | 1 | 1851
2023-03-19 03:00 | 1579.9582 | 591.975 | 1 | 1852
2023-03-19 04:00 | 1604.5313 | 578.69 | 1 | 1853
2023-03-19 05:00 | 1665.2583 | 586.4025 | 1 | 1854
2023-03-19 06:00 | 1823.5193 | 600.8875 | 1 | 1855
2023-03-19 07:00 | 2038.0475 | 692.28 | 1 | 1856
2023-03-19 08:00 | 2165.9185 | 761.59 | 1 | 1857
2023-03-19 09:00 | 2243.8706 | 728.345 | 1 | 1858
2023-03-19 10:00 | 2269.8298 | 697.605 | 1 | 1859
2023-03-19 11:00 | 2165.7214 | 649.55 | 1 | 1860
2023-03-19 12:00 | 2098.8106 | 646.1975 | 1 | 1861
2023-03-19 13:00 | 2056.5539 | 572.645 | 1 | 1862
2023-03-19 14:00 | 1914.9759 | 611.225 | 1 | 1863
2023-03-19 15:00 | 1865.0797 | 567.17 | 1 | 1864
2023-03-19 16:00 | 1696.926 | 607.25 | 1 | 1865
2023-03-19 17:00 | 1701.216 | 616.1675 | 1 | 1866
2023-03-19 18:00 | 1866.678 | 651.76 | 1 | 1867
2023-03-19 19:00 | 1855.722 | 699.61 | 1 | 1868
2023-03-19 20:00 | 1773.816 | 665.9175 | 1 | 1869
2023-03-19 21:00 | 1665.906 | 643.1475 | 1 | 1870
2023-03-19 22:00 | 1572.516 | 590.115 | 1 | 1871
2023-03-19 23:00 | 1551.99 | 559.1 | 1 | 1872
2023-03-20 | 1504.492 | 588.6775 | 1 | 1873
2023-03-20 01:00 | 1464.1704 | 535.34 | 1 | 1874
2023-03-20 02:00 | 1440.4322 | 509.3725 | 1 | 1875
2023-03-20 03:00 | 1421.3602 | 509.6275 | 1 | 1876
2023-03-20 04:00 | 1466.8553 | 533.41 | 1 | 1877
2023-03-20 05:00 | 1600.9743 | 558.0425 | 1 | 1878
2023-03-20 06:00 | 1914.9293 | 634.75 | 1 | 1879
2023-03-20 07:00 | 2143.3835 | 815.99 | 1 | 1880
2023-03-20 08:00 | 2329.5324 | 949.1025 | 1 | 1881
2023-03-20 09:00 | 2508.9927 | 985.77 | 1 | 1882
2023-03-20 10:00 | 2578.5118 | 963.3275 | 1 | 1883
2023-03-20 11:00 | 2512.9474 | 899.7325 | 1 | 1884
2023-03-20 12:00 | 2325.9166 | 863.6 | 1 | 1885
2023-03-20 13:00 | 2329.3979 | 821.225 | 1 | 1886
2023-03-20 14:00 | 2246.7579 | 851.63 | 1 | 1887
2023-03-20 15:00 | 2089.2818 | 871.845 | 1 | 1888
2023-03-20 16:00 | 2270.004 | 902.3975 | 1 | 1889
2023-03-20 17:00 | 2267.76 | 903.65 | 1 | 1890
2023-03-20 18:00 | 2352.504 | 926.325 | 1 | 1891
2023-03-20 19:00 | 2162.754 | 975.685 | 1 | 1892
2023-03-20 20:00 | 2010.492 | 853.4025 | 1 | 1893
2023-03-20 21:00 | 1856.976 | 795.4425 | 1 | 1894
2023-03-20 22:00 | 1741.674 | 773.86 | 1 | 1895
2023-03-20 23:00 | 1653.3 | 752.15 | 1 | 1896
2023-03-21 | 1632.18 | 711.465 | 1 | 1897
2023-03-21 01:00 | 1567.5 | 661.7275 | 1 | 1898
2023-03-21 02:00 | 1535.82 | 650.6025 | 1 | 1899
2023-03-21 03:00 | 1504.8 | 642.9575 | 1 | 1900
2023-03-21 04:00 | 1541.76 | 669.95 | 1 | 1901
2023-03-21 05:00 | 1694.88 | 718.3825 | 1 | 1902
2023-03-21 06:00 | 1996.17 | 761.4675 | 1 | 1903
2023-03-21 07:00 | 2263.14 | 895.305 | 1 | 1904
2023-03-21 08:00 | 2435.4 | 1002.5525 | 1 | 1905
2023-03-21 09:00 | 2531.43 | 1003.295 | 1 | 1906
2023-03-21 10:00 | 2604.36 | 989.6175 | 1 | 1907
2023-03-21 11:00 | 2546.28 | 1010.075 | 1 | 1908
2023-03-21 12:00 | 2348.28 | 979.72 | 1 | 1909
2023-03-21 13:00 | 2277 | 906.87 | 1 | 1910
2023-03-21 14:00 | 2319.9 | 957.9075 | 1 | 1911
2023-03-21 15:00 | 2256.21 | 967.8075 | 1 | 1912
2023-03-21 16:00 | 2343.66 | 978.5575 | 1 | 1913
2023-03-21 17:00 | 2359.5 | 952.3875 | 1 | 1914
2023-03-21 18:00 | 2436.72 | 924.365 | 1 | 1915
2023-03-21 19:00 | 2288.22 | 1034.61 | 1 | 1916
2023-03-21 20:00 | 2123.88 | 960.685 | 1 | 1917
2023-03-21 21:00 | 1983.96 | 880.23 | 1 | 1918
2023-03-21 22:00 | 1881 | 838.94 | 1 | 1919
2023-03-21 23:00 | 1774.41 | 776.0025 | 1 | 1920
2023-03-22 | 1711.3371 | 722.905 | 1 | 1921
2023-03-22 01:00 | 1654.8114 | 707.7 | 1 | 1922
2023-03-22 02:00 | 1633.0215 | 693.0175 | 1 | 1923
2023-03-22 03:00 | 1608.4695 | 697.5375 | 1 | 1924
2023-03-22 04:00 | 1630.2396 | 719.155 | 1 | 1925
2023-03-22 05:00 | 1747.5942 | 746.6325 | 1 | 1926
2023-03-22 06:00 | 2026.6686 | 789.6325 | 1 | 1927
2023-03-22 07:00 | 2327.523 | 846.7725 | 1 | 1928
2023-03-22 08:00 | 2488.2627 | 987.7825 | 1 | 1929
2023-03-22 09:00 | 2621.3253 | 1080.3125 | 1 | 1930
2023-03-22 10:00 | 2714.5701 | 1029.5875 | 1 | 1931
2023-03-22 11:00 | 2623.2657 | 915.98 | 1 | 1932
2023-03-22 12:00 | 2485.0419 | 865.035 | 1 | 1933
2023-03-22 13:00 | 2396.5194 | 795.01 | 1 | 1934
2023-03-22 14:00 | 2405.7858 | 851.9075 | 1 | 1935
2023-03-22 15:00 | 2439.5448 | 864.13 | 1 | 1936
2023-03-22 16:00 | 2439.228 | 888.975 | 1 | 1937
2023-03-22 17:00 | 2460.315 | 880.29 | 1 | 1938
2023-03-22 18:00 | 2545.95 | 855.73 | 1 | 1939
2023-03-22 19:00 | 2331.285 | 891.1725 | 1 | 1940
2023-03-22 20:00 | 2152.524 | 864.09 | 1 | 1941
2023-03-22 21:00 | 2043.558 | 830.9 | 1 | 1942
2023-03-22 22:00 | 1933.734 | 824.3225 | 1 | 1943
2023-03-22 23:00 | 1836.054 | 771.54 | 1 | 1944
2023-03-23 | 1722.27 | 719.215 | 1 | 1945
2023-03-23 01:00 | 1683.66 | 687.2875 | 1 | 1946
2023-03-23 02:00 | 1675.41 | 666.7875 | 1 | 1947
2023-03-23 03:00 | 1629.21 | 664.3875 | 1 | 1948
2023-03-23 04:00 | 1630.2 | 676.9975 | 1 | 1949
2023-03-23 05:00 | 1741.74 | 700.485 | 1 | 1950
2023-03-23 06:00 | 2038.08 | 754.3025 | 1 | 1951
2023-03-23 07:00 | 2246.97 | 877.6125 | 1 | 1952
2023-03-23 08:00 | 2389.2 | 953.5875 | 1 | 1953
2023-03-23 09:00 | 2618.22 | 1014.61 | 1 | 1954
2023-03-23 10:00 | 2689.5 | 1034.9425 | 1 | 1955
2023-03-23 11:00 | 2666.73 | 979.4225 | 1 | 1956
2023-03-23 12:00 | 2468.4 | 956.38 | 1 | 1957
2023-03-23 13:00 | 2453.88 | 867.9 | 1 | 1958
2023-03-23 14:00 | 2460.48 | 905.245 | 1 | 1959
2023-03-23 15:00 | 2506.68 | 924.195 | 1 | 1960
2023-03-23 16:00 | 2527.47 | 938.025 | 1 | 1961
2023-03-23 17:00 | 2506.68 | 952.0875 | 1 | 1962
2023-03-23 18:00 | 2607.66 | 920.8025 | 1 | 1963
2023-03-23 19:00 | 2396.13 | 928.33 | 1 | 1964
2023-03-23 20:00 | 2211.99 | 915.9625 | 1 | 1965
2023-03-23 21:00 | 2080.65 | 845.74 | 1 | 1966
2023-03-23 22:00 | 2017.62 | 826.2375 | 1 | 1967
2023-03-23 23:00 | 1894.53 | 780.9275 | 1 | 1968
2023-03-24 | 1783.32 | 699.025 | 1 | 1969
2023-03-24 01:00 | 1716 | 684.11 | 1 | 1970
2023-03-24 02:00 | 1687.95 | 673.0475 | 1 | 1971
2023-03-24 03:00 | 1698.84 | 670.74 | 1 | 1972
2023-03-24 04:00 | 1713.03 | 683.7575 | 1 | 1973
2023-03-24 05:00 | 1845.03 | 729.4025 | 1 | 1974
2023-03-24 06:00 | 2058.21 | 779.36 | 1 | 1975
2023-03-24 07:00 | 2329.8 | 846.925 | 1 | 1976
2023-03-24 08:00 | 2458.17 | 936.5125 | 1 | 1977
2023-03-24 09:00 | 2639.34 | 1030.405 | 1 | 1978
2023-03-24 10:00 | 2728.77 | 1025.815 | 1 | 1979
2023-03-24 11:00 | 2705.34 | 945.86 | 1 | 1980
2023-03-24 12:00 | 2489.52 | 912.6325 | 1 | 1981
2023-03-24 13:00 | 2455.86 | 821.0475 | 1 | 1982
2023-03-24 14:00 | 2494.14 | 865.825 | 1 | 1983
2023-03-24 15:00 | 2557.83 | 888.8975 | 1 | 1984
2023-03-24 16:00 | 2583.24 | 912.7275 | 1 | 1985
2023-03-24 17:00 | 2601.39 | 922.6375 | 1 | 1986
2023-03-24 18:00 | 2593.8 | 890.5125 | 1 | 1987
2023-03-24 19:00 | 2459.16 | 916.8475 | 1 | 1988
2023-03-24 20:00 | 2296.47 | 853.26 | 1 | 1989
2023-03-24 21:00 | 2152.26 | 793.5475 | 1 | 1990
2023-03-24 22:00 | 2071.08 | 703.5975 | 1 | 1991
2023-03-24 23:00 | 1943.04 | 666.8075 | 1 | 1992
2023-03-25 | 1861.53 | 651.7175 | 1 | 1993
2023-03-25 01:00 | 1801.14 | 615.19 | 1 | 1994
2023-03-25 02:00 | 1761.87 | 609.995 | 1 | 1995
2023-03-25 03:00 | 1715.67 | 609.2325 | 1 | 1996
2023-03-25 04:00 | 1725.9 | 625.165 | 1 | 1997
2023-03-25 05:00 | 1803.45 | 645.12 | 1 | 1998
2023-03-25 06:00 | 2037.75 | 683.6825 | 1 | 1999
2023-03-25 07:00 | 2228.49 | 808.69 | 1 | 2000
2023-03-25 08:00 | 2379.3 | 887.515 | 1 | 2001
2023-03-25 09:00 | 2526.48 | 888.205 | 1 | 2002
2023-03-25 10:00 | 2665.08 | 867.795 | 1 | 2003
2023-03-25 11:00 | 2585.55 | 845.4875 | 1 | 2004
2023-03-25 12:00 | 2459.82 | 802.98 | 1 | 2005
2023-03-25 13:00 | 2456.85 | 762.9175 | 1 | 2006
2023-03-25 14:00 | 2464.77 | 803.6825 | 1 | 2007
2023-03-25 15:00 | 2521.2 | 812.265 | 1 | 2008
2023-03-25 16:00 | 2540.34 | 842.8925 | 1 | 2009
2023-03-25 17:00 | 2541.99 | 863.2975 | 1 | 2010
2023-03-25 18:00 | 2553.54 | 873.8425 | 1 | 2011
2023-03-25 19:00 | 2456.85 | 908.44 | 1 | 2012
2023-03-25 20:00 | 2278.98 | 875.9 | 1 | 2013
2023-03-25 21:00 | 2160.18 | 809.81 | 1 | 2014
2023-03-25 22:00 | 2092.2 | 745.4825 | 1 | 2015
2023-03-25 23:00 | 1971.42 | 719.545 | 1 | 2016
2023-03-26 | 1855.81 | 639.9425 | 1 | 2017
2023-03-26 01:00 | 1786.1844 | 645.285 | 1 | 2018
2023-03-26 02:00 | 1756.0406 | 625.165 | 1 | 2019
2023-03-26 03:00 | 1744.5318 | 621.2025 | 1 | 2020
2023-03-26 04:00 | 1764.1835 | 611.635 | 1 | 2021
2023-03-26 05:00 | 1822.2331 | 629.4625 | 1 | 2022
2023-03-26 06:00 | 1938.2273 | 651.2025 | 1 | 2023
2023-03-26 07:00 | 1982.7351 | 716.53 | 1 | 2024
2023-03-26 08:00 | 2050.9464 | 752.205 | 1 | 2025
2023-03-26 09:00 | 2129.4267 | 700.8925 | 1 | 2026
2023-03-26 10:00 | 2121.3298 | 669.48 | 1 | 2027
2023-03-26 11:00 | 2144.7994 | 630.2275 | 1 | 2028
2023-03-26 12:00 | 2016.1786 | 599.4575 | 1 | 2029
2023-03-26 13:00 | 1986.5939 | 569.7375 | 1 | 2030
2023-03-26 14:00 | 1944.3459 | 577.1625 | 1 | 2031
2023-03-26 15:00 | 1966.4558 | 584.6525 | 1 | 2032
2023-03-26 16:00 | 1901.856 | 590.89 | 1 | 2033
2023-03-26 17:00 | 1899.942 | 597.1725 | 1 | 2034
2023-03-26 18:00 | 2089.824 | 598.9225 | 1 | 2035
2023-03-26 19:00 | 2058.804 | 671.07 | 1 | 2036
2023-03-26 20:00 | 1950.762 | 679.77 | 1 | 2037
2023-03-26 21:00 | 1918.488 | 648.6575 | 1 | 2038
2023-03-26 22:00 | 1860.606 | 615.115 | 1 | 2039
2023-03-26 23:00 | 1780.878 | 578.1625 | 1 | 2040
2023-03-27 | 1711.864 | 591.85 | 1 | 2041
2023-03-27 01:00 | 1654.5804 | 529.6425 | 1 | 2042
2023-03-27 02:00 | 1639.3562 | 528.7325 | 1 | 2043
2023-03-27 03:00 | 1626.8842 | 523.855 | 1 | 2044
2023-03-27 04:00 | 1629.4793 | 536.035 | 1 | 2045
2023-03-27 05:00 | 1693.9023 | 574.5825 | 1 | 2046
2023-03-27 06:00 | 2028.6473 | 672.645 | 1 | 2047
2023-03-27 07:00 | 2239.0835 | 829.9425 | 1 | 2048
2023-03-27 08:00 | 2403.0565 | 923.11 | 1 | 2049
2023-03-27 09:00 | 2546.8766 | 943.395 | 1 | 2050
2023-03-27 10:00 | 2620.9498 | 897.9425 | 1 | 2051
2023-03-27 11:00 | 2590.2334 | 801.535 | 1 | 2052
2023-03-27 12:00 | 2450.9866 | 856.2075 | 1 | 2053
2023-03-27 13:00 | 2423.6459 | 840.425 | 1 | 2054
2023-03-27 14:00 | 2553.9219 | 864.895 | 1 | 2055
2023-03-27 15:00 | 2567.1217 | 877.6975 | 1 | 2056
2023-03-27 16:00 | 2623.038 | 919.9325 | 1 | 2057
2023-03-27 17:00 | 2605.35 | 928.4125 | 1 | 2058
2023-03-27 18:00 | 2613.402 | 946.195 | 1 | 2059
2023-03-27 19:00 | 2449.788 | 978.4225 | 1 | 2060
2023-03-27 20:00 | 2262.81 | 930.345 | 1 | 2061
2023-03-27 21:00 | 2173.974 | 854.4825 | 1 | 2062
2023-03-27 22:00 | 2117.544 | 807.645 | 1 | 2063
2023-03-27 23:00 | 1978.416 | 765.5475 | 1 | 2064
2023-03-28 | 1904.254 | 720.7175 | 1 | 2065
2023-03-28 01:00 | 1837.9284 | 678.2925 | 1 | 2066
2023-03-28 02:00 | 1804.3562 | 666.3875 | 1 | 2067
2023-03-28 03:00 | 1782.7102 | 665.0875 | 1 | 2068
2023-03-28 04:00 | 1805.8973 | 671.2925 | 1 | 2069
2023-03-28 05:00 | 1852.8963 | 696.7375 | 1 | 2070
2023-03-28 06:00 | 2065.5413 | 756.2375 | 1 | 2071
2023-03-28 07:00 | 2293.6655 | 905.5975 | 1 | 2072
2023-03-28 08:00 | 2454.4705 | 973.6025 | 1 | 2073
2023-03-28 09:00 | 2527.6047 | 962.3375 | 1 | 2074
2023-03-28 10:00 | 2686.4878 | 944.8025 | 1 | 2075
2023-03-28 11:00 | 2693.1934 | 932.95 | 1 | 2076
2023-03-28 12:00 | 2575.7926 | 891.0625 | 1 | 2077
2023-03-28 13:00 | 2544.4259 | 829.31 | 1 | 2078
2023-03-28 14:00 | 2640.1179 | 865.03 | 1 | 2079
2023-03-28 15:00 | 2666.9137 | 884.415 | 1 | 2080
2023-03-28 16:00 | 2667.456 | 927.17 | 1 | 2081
2023-03-28 17:00 | 2668.776 | 926.8325 | 1 | 2082
2023-03-28 18:00 | 2655.114 | 936.3825 | 1 | 2083
2023-03-28 19:00 | 2467.278 | 970.615 | 1 | 2084
2023-03-28 20:00 | 2303.136 | 932.1675 | 1 | 2085
2023-03-28 21:00 | 2223.804 | 872.49 | 1 | 2086
2023-03-28 22:00 | 2164.47 | 823.615 | 1 | 2087
2023-03-28 23:00 | 2066.592 | 777.745 | 1 | 2088
2023-03-29 | 1944.712 | 730.25 | 1 | 2089
2023-03-29 01:00 | 1861.8864 | 701.7475 | 1 | 2090
2023-03-29 02:00 | 1824.6842 | 667.855 | 1 | 2091
2023-03-29 03:00 | 1806.6022 | 675.0125 | 1 | 2092
2023-03-29 04:00 | 1837.7753 | 687.24 | 1 | 2093
2023-03-29 05:00 | 1927.4763 | 712.0875 | 1 | 2094
2023-03-29 06:00 | 2179.5893 | 802.9825 | 1 | 2095
2023-03-29 07:00 | 2381.5775 | 929.17 | 1 | 2096
2023-03-29 08:00 | 2471.3665 | 994.0475 | 1 | 2097
2023-03-29 09:00 | 2656.5687 | 1013.135 | 1 | 2098
2023-03-29 10:00 | 2734.1398 | 967.405 | 1 | 2099
2023-03-29 11:00 | 2659.2694 | 919.87 | 1 | 2100
2023-03-29 12:00 | 2533.2886 | 934.86 | 1 | 2101
2023-03-29 13:00 | 2534.2619 | 885.015 | 1 | 2102
2023-03-29 14:00 | 2638.5339 | 922.04 | 1 | 2103
2023-03-29 15:00 | 2689.5517 | 943.405 | 1 | 2104
2023-03-29 16:00 | 2675.442 | 1009.39 | 1 | 2105
2023-03-29 17:00 | 2647.788 | 989.58 | 1 | 2106
2023-03-29 18:00 | 2673 | 905.7975 | 1 | 2107
2023-03-29 19:00 | 2531.562 | 946.435 | 1 | 2108
2023-03-29 20:00 | 2304.192 | 937.2175 | 1 | 2109
2023-03-29 21:00 | 2224.992 | 891.275 | 1 | 2110
2023-03-29 22:00 | 2179.65 | 810.8325 | 1 | 2111
2023-03-29 23:00 | 2063.952 | 782.5375 | 1 | 2112
2023-03-30 | 1991.506 | 731.3525 | 1 | 2113
2023-03-30 01:00 | 1896.0744 | 736.8825 | 1 | 2114
2023-03-30 02:00 | 1864.6142 | 686.055 | 1 | 2115
2023-03-30 03:00 | 1863.8902 | 709.0525 | 1 | 2116
2023-03-30 04:00 | 1844.1113 | 706.4775 | 1 | 2117
2023-03-30 05:00 | 1928.9943 | 738.61 | 1 | 2118
2023-03-30 06:00 | 2086.9913 | 785.4225 | 1 | 2119
2023-03-30 07:00 | 2339.6015 | 897.1425 | 1 | 2120
2023-03-30 08:00 | 2507.8645 | 939.7825 | 1 | 2121
2023-03-30 09:00 | 2703.4287 | 1001.9825 | 1 | 2122
2023-03-30 10:00 | 2703.7138 | 976.065 | 1 | 2123
2023-03-30 11:00 | 2687.0554 | 959.005 | 1 | 2124
2023-03-30 12:00 | 2469.9286 | 926.2675 | 1 | 2125
2023-03-30 13:00 | 2484.4319 | 874.1575 | 1 | 2126
2023-03-30 14:00 | 2584.81 | 897.2975 | 1 | 2127
2023-03-30 15:00 | 2620.9778 | 944.025 | 1 | 2128
2023-03-30 16:00 | 2590.368 | 941.9275 | 1 | 2129
2023-03-30 17:00 | 2523.312 | 565.5125 | 1 | 2130
2023-03-30 18:00 | 2489.19 | 570.9675 | 1 | 2131
2023-03-30 19:00 | 2378.178 | 664.785 | 1 | 2132
2023-03-30 20:00 | 2246.904 | 704.41 | 1 | 2133
2023-03-30 21:00 | 2201.1 | 701.205 | 1 | 2134
2023-03-30 22:00 | 2133.714 | 687.575 | 1 | 2135
2023-03-30 23:00 | 2046.792 | 660.99 | 1 | 2136
2023-03-31 | 1928.6091 | 625.4325 | 1 | 2137
2023-03-31 01:00 | 1861.6884 | 594.375 | 1 | 2138
2023-03-31 02:00 | 1845.4095 | 585.6425 | 1 | 2139
2023-03-31 03:00 | 1833.9915 | 573.5175 | 1 | 2140
2023-03-31 04:00 | 1835.4666 | 589.7625 | 1 | 2141
2023-03-31 05:00 | 1911.9672 | 565.1725 | 1 | 2142
2023-03-31 06:00 | 2106.3306 | 640.5175 | 1 | 2143
2023-03-31 07:00 | 2309.769 | 738.555 | 1 | 2144
2023-03-31 08:00 | 2490.3087 | 861.5 | 1 | 2145
2023-03-31 09:00 | 2616.9033 | 909.4975 | 1 | 2146
2023-03-31 10:00 | 2719.6191 | 878.0125 | 1 | 2147
2023-03-31 11:00 | 2708.4387 | 814.67 | 1 | 2148
2023-03-31 12:00 | 2375.6799 | 807.9575 | 1 | 2149
2023-03-31 13:00 | 2402.7894 | 735.3775 | 1 | 2150
2023-03-31 14:00 | 2522.5068 | 826.6275 | 1 | 2151
2023-03-31 15:00 | 2539.0728 | 895.0875 | 1 | 2152
2023-03-31 16:00 | 2570.436 | 865.6775 | 1 | 2153
2023-03-31 17:00 | 2548.722 | 890.7725 | 1 | 2154
2023-03-31 18:00 | 2569.644 | 826.22 | 1 | 2155
2023-03-31 19:00 | 2406.756 | 798.72 | 1 | 2156
2023-03-31 20:00 | 2214.498 | 815.0325 | 1 | 2157
2023-03-31 21:00 | 2130.216 | 784.2875 | 1 | 2158
2023-03-31 22:00 | 2082.498 | 726.3575 | 1 | 2159
2023-03-31 23:00 | 1989.768 | 674.185 | 1 | 2160
2023-04-01 |  | 613.4275 | 1 | 2161
2023-04-01 01:00 |  | 620.56 | 1 | 2162
2023-04-01 02:00 |  | 593.3325 | 1 | 2163
2023-04-01 03:00 |  | 588.995 | 1 | 2164
2023-04-01 04:00 |  | 594.4075 | 1 | 2165
2023-04-01 05:00 |  | 576.3975 | 1 | 2166
2023-04-01 06:00 |  | 645.2025 | 1 | 2167
2023-04-01 07:00 |  | 713.0125 | 1 | 2168
2023-04-01 08:00 |  | 791.4075 | 1 | 2169
2023-04-01 09:00 |  | 791.6175 | 1 | 2170
2023-04-01 10:00 |  | 774.635 | 1 | 2171
2023-04-01 11:00 |  | 745.875 | 1 | 2172
2023-04-01 12:00 |  | 765.4225 | 1 | 2173
2023-04-01 13:00 |  | 720.725 | 1 | 2174
2023-04-01 14:00 |  | 765.1475 | 1 | 2175
2023-04-01 15:00 |  | 787.51 | 1 | 2176
2023-04-01 16:00 |  | 759.675 | 1 | 2177
2023-04-01 17:00 |  | 778.9725 | 1 | 2178
2023-04-01 18:00 |  | 636.8475 | 1 | 2179
2023-04-01 19:00 |  | 664.655 | 1 | 2180
2023-04-01 20:00 |  | 708.2375 | 1 | 2181
2023-04-01 21:00 |  | 686.53 | 1 | 2182
2023-04-01 22:00 |  | 618.7375 | 1 | 2183
2023-04-01 23:00 |  | 598.015 | 1 | 2184
2023-04-02 |  | 560.9025 | 1 | 2185
2023-04-02 01:00 |  | 550.9475 | 1 | 2186
2023-04-02 02:00 |  | 544.95 | 1 | 2187
2023-04-02 03:00 |  | 540.7975 | 1 | 2188
2023-04-02 04:00 |  | 539.1775 | 1 | 2189
2023-04-02 05:00 |  | 558.6975 | 1 | 2190
2023-04-02 06:00 |  | 561.5025 | 1 | 2191
2023-04-02 07:00 |  | 653.2175 | 1 | 2192
2023-04-02 08:00 |  | 668.8075 | 1 | 2193
2023-04-02 09:00 |  | 641.2525 | 1 | 2194
2023-04-02 10:00 |  | 595.78 | 1 | 2195
2023-04-02 11:00 |  | 598.89 | 1 | 2196
2023-04-02 12:00 |  | 572.3175 | 1 | 2197
2023-04-02 13:00 |  | 529.3975 | 1 | 2198
2023-04-02 14:00 |  | 555.76 | 1 | 2199
2023-04-02 15:00 |  | 542.4675 | 1 | 2200
2023-04-02 16:00 |  | 563.34 | 1 | 2201
2023-04-02 17:00 |  | 591.3625 | 1 | 2202
2023-04-02 18:00 |  | 603.995 | 1 | 2203
2023-04-02 19:00 |  | 674.0525 | 1 | 2204
2023-04-02 20:00 |  | 683.22 | 1 | 2205
2023-04-02 21:00 |  | 686.095 | 1 | 2206
2023-04-02 22:00 |  | 607.575 | 1 | 2207
2023-04-02 23:00 |  | 565.5725 | 1 | 2208
2023-04-03 | 1900.558 | 576.0525 | 1 | 2209
2023-04-03 01:00 | 1833.3084 | 505.665 | 1 | 2210
2023-04-03 02:00 | 1787.6582 | 518.105 | 1 | 2211
2023-04-03 03:00 | 1762.9762 | 521.5675 | 1 | 2212
2023-04-03 04:00 | 1768.8713 | 538.5 | 1 | 2213
2023-04-03 05:00 | 1858.4403 | 572.2125 | 1 | 2214
2023-04-03 06:00 | 2036.8973 | 655.4675 | 1 | 2215
2023-04-03 07:00 | 2206.7435 | 835.8975 | 1 | 2216
2023-04-03 08:00 | 2405.4985 | 917.42 | 1 | 2217
2023-04-03 09:00 | 2630.8947 | 927.79 | 1 | 2218
2023-04-03 10:00 | 2716.4518 | 971.2675 | 1 | 2219
2023-04-03 11:00 | 2706.7234 | 913.8875 | 1 | 2220
2023-04-03 12:00 | 2575.3966 | 878.3675 | 1 | 2221
2023-04-03 13:00 | 2617.0919 | 832.165 | 1 | 2222
2023-04-03 14:00 | 2638.7319 | 875.235 | 1 | 2223
2023-04-03 15:00 | 2684.1398 | 891.31 | 1 | 2224
2023-04-03 16:00 | 2675.112 | 835.765 | 1 | 2225
2023-04-03 17:00 | 2628.978 | 843.1625 | 1 | 2226
2023-04-03 18:00 | 2686.398 | 821.265 | 1 | 2227
2023-04-03 19:00 | 2530.572 | 902.065 | 1 | 2228
2023-04-03 20:00 | 2392.5 | 887.2875 | 1 | 2229
2023-04-03 21:00 | 2322.012 | 841.365 | 1 | 2230
2023-04-03 22:00 | 2262.942 | 773.5625 | 1 | 2231
2023-04-03 23:00 | 2161.368 | 730.03 | 1 | 2232
2023-04-04 | 2040.742 | 680.9275 | 1 | 2233
2023-04-04 01:00 | 1984.7784 | 653.3475 | 1 | 2234
2023-04-04 02:00 | 1925.7302 | 644.64 | 1 | 2235
2023-04-04 03:00 | 1906.9882 | 645.2275 | 1 | 2236
2023-04-04 04:00 | 1891.5653 | 659.61 | 1 | 2237
2023-04-04 05:00 | 2000.2743 | 660.9425 | 1 | 2238
2023-04-04 06:00 | 2142.6293 | 726.015 | 1 | 2239
2023-04-04 07:00 | 2367.7835 | 877.355 | 1 | 2240
2023-04-04 08:00 | 2410.2505 | 951.8475 | 1 | 2241
2023-04-04 09:00 | 2645.4807 | 942.42 | 1 | 2242
2023-04-04 10:00 | 2695.5958 | 950.7775 | 1 | 2243
2023-04-04 11:00 | 2709.8914 | 901.22 | 1 | 2244
2023-04-04 12:00 | 2617.9666 | 873.305 | 1 | 2245
2023-04-04 13:00 | 2589.3719 | 821.1025 | 1 | 2246
2023-04-04 14:00 | 2671.3359 | 891.315 | 1 | 2247
2023-04-04 15:00 | 2687.4398 | 895.3625 | 1 | 2248
2023-04-04 16:00 | 2838.528 | 933.6275 | 1 | 2249
2023-04-04 17:00 | 2756.886 | 950.59 | 1 | 2250
2023-04-04 18:00 | 2792.196 | 919.6075 | 1 | 2251
2023-04-04 19:00 | 2621.19 | 962.5325 | 1 | 2252
2023-04-04 20:00 | 2447.94 | 913.1875 | 1 | 2253
2023-04-04 21:00 | 2406.756 | 892.83 | 1 | 2254
2023-04-04 22:00 | 2359.764 | 837.8475 | 1 | 2255
2023-04-04 23:00 | 2263.8 | 779.47 | 1 | 2256
2023-04-05 | 2144.89 | 697.9375 | 1 | 2257
2023-04-05 01:00 | 2053.2864 | 683.6175 | 1 | 2258
2023-04-05 02:00 | 2023.0142 | 683.71 | 1 | 2259
2023-04-05 03:00 | 1954.8382 | 670.5125 | 1 | 2260
2023-04-05 04:00 | 1971.0293 | 683.2225 | 1 | 2261
2023-04-05 05:00 | 2067.5283 | 708.8725 | 1 | 2262
2023-04-05 06:00 | 2238.3953 | 789.67 | 1 | 2263
2023-04-05 07:00 | 2270.0375 | 891.1875 | 1 | 2264
2023-04-05 08:00 | 2470.5745 | 986.2025 | 1 | 2265
2023-04-05 09:00 | 2662.4427 | 973.99 | 1 | 2266
2023-04-05 10:00 | 2800.4038 | 981.81 | 1 | 2267
2023-04-05 11:00 | 2684.5474 | 914.85 | 1 | 2268
2023-04-05 12:00 | 2590.0486 | 893.81 | 1 | 2269
2023-04-05 13:00 | 2618.7419 | 844.37 | 1 | 2270
2023-04-05 14:00 | 2712.1239 | 879.12 | 1 | 2271
2023-04-05 15:00 | 2907.6818 | 903.985 | 1 | 2272
2023-04-05 16:00 | 2617.758 | 959.895 | 1 | 2273
2023-04-05 17:00 | 2690.16 | 980.6025 | 1 | 2274
2023-04-05 18:00 | 2676.696 | 950.7875 | 1 | 2275
2023-04-05 19:00 | 2528.394 | 964.2725 | 1 | 2276
2023-04-05 20:00 | 2423.982 | 938.6075 | 1 | 2277
2023-04-05 21:00 | 2310.396 | 910.5 | 1 | 2278
2023-04-05 22:00 | 2290.134 | 824.1325 | 1 | 2279
2023-04-05 23:00 | 2197.338 | 751.8275 | 1 | 2280
2023-04-06 |  | 720.835 | 1 | 2281
2023-04-06 01:00 |  | 683.06 | 1 | 2282
2023-04-06 02:00 |  | 686.085 | 1 | 2283
2023-04-06 03:00 |  | 677.4325 | 1 | 2284
2023-04-06 04:00 |  | 717.1475 | 1 | 2285
2023-04-06 05:00 |  | 741.88 | 1 | 2286
2023-04-06 06:00 |  | 756.1025 | 1 | 2287
2023-04-06 07:00 |  | 808.315 | 1 | 2288
2023-04-06 08:00 |  | 923.9 | 1 | 2289
2023-04-06 09:00 |  | 1020.05 | 1 | 2290
2023-04-06 10:00 |  | 995.8375 | 1 | 2291
2023-04-06 11:00 |  | 916.33 | 1 | 2292
2023-04-06 12:00 |  | 920.155 | 1 | 2293
2023-04-06 13:00 |  | 859.6875 | 1 | 2294
2023-04-06 14:00 |  | 937.96 | 1 | 2295
2023-04-06 15:00 |  | 953.45 | 1 | 2296
2023-04-06 16:00 |  | 930.3125 | 1 | 2297
2023-04-06 17:00 |  | 984.8525 | 1 | 2298
2023-04-06 18:00 |  | 978.5625 | 1 | 2299
2023-04-06 19:00 |  | 965.7175 | 1 | 2300
2023-04-06 20:00 |  | 976.1875 | 1 | 2301
2023-04-06 21:00 |  | 903.5825 | 1 | 2302
2023-04-06 22:00 |  | 839.2325 | 1 | 2303
2023-04-06 23:00 |  | 798.7875 | 1 | 2304
2023-04-07 | 2194.0611 | 741.3925 | 1 | 2305
2023-04-07 01:00 | 2119.4184 | 699.845 | 1 | 2306
2023-04-07 02:00 | 2077.1355 | 691.35 | 1 | 2307
2023-04-07 03:00 | 2033.7735 | 682.275 | 1 | 2308
2023-04-07 04:00 | 2002.2486 | 706.1975 | 1 | 2309
2023-04-07 05:00 | 2056.7712 | 711.4075 | 1 | 2310
2023-04-07 06:00 | 2120.9166 | 732.8475 | 1 | 2311
2023-04-07 07:00 | 2296.767 | 859.5425 | 1 | 2312
2023-04-07 08:00 | 2535.1227 | 946.3975 | 1 | 2313
2023-04-07 09:00 | 2790.5493 | 937.1675 | 1 | 2314
2023-04-07 10:00 | 2921.4471 | 953.845 | 1 | 2315
2023-04-07 11:00 | 2951.5827 | 915.455 | 1 | 2316
2023-04-07 12:00 | 2791.3479 | 889.55 | 1 | 2317
2023-04-07 13:00 | 2768.5614 | 811.655 | 1 | 2318
2023-04-07 14:00 | 2867.4888 | 857.2425 | 1 | 2319
2023-04-07 15:00 | 2885.1108 | 885.43 | 1 | 2320
2023-04-07 16:00 | 2859.714 | 914.62 | 1 | 2321
2023-04-07 17:00 | 2826.846 | 926.2475 | 1 | 2322
2023-04-07 18:00 | 2836.152 | 909.79 | 1 | 2323
2023-04-07 19:00 | 2590.896 | 952.375 | 1 | 2324
2023-04-07 20:00 | 2471.304 | 929.5625 | 1 | 2325
2023-04-07 21:00 | 2403.456 | 894.655 | 1 | 2326
2023-04-07 22:00 | 2390.718 | 818.715 | 1 | 2327
2023-04-07 23:00 | 2311.716 | 773.8325 | 1 | 2328
2023-04-08 | 2216.412 | 729.52 | 1 | 2329
2023-04-08 01:00 | 2147.211 | 677.4625 | 1 | 2330
2023-04-08 02:00 | 2087.25 | 669.385 | 1 | 2331
2023-04-08 03:00 | 2016.696 | 654.395 | 1 | 2332
2023-04-08 04:00 | 2015.673 | 666.6825 | 1 | 2333
2023-04-08 05:00 | 2105.4 | 668.265 | 1 | 2334
2023-04-08 06:00 | 2219.349 | 684.835 | 1 | 2335
2023-04-08 07:00 | 2351.646 | 791.4525 | 1 | 2336
2023-04-08 08:00 | 2431.374 | 883.1975 | 1 | 2337
2023-04-08 09:00 | 2599.443 | 906.0625 | 1 | 2338
2023-04-08 10:00 | 2777.973 | 904.5625 | 1 | 2339
2023-04-08 11:00 | 2782.791 | 863.45 | 1 | 2340
2023-04-08 12:00 | 2709.432 | 859.6375 | 1 | 2341
2023-04-08 13:00 | 2735.139 | 829.805 | 1 | 2342
2023-04-08 14:00 | 2846.58 | 837.0125 | 1 | 2343
2023-04-08 15:00 | 2831.202 | 880.8075 | 1 | 2344
2023-04-08 16:00 | 2913.075 | 907.015 | 1 | 2345
2023-04-08 17:00 | 2765.4 | 892.63 | 1 | 2346
2023-04-08 18:00 | 2726.031 | 888.3925 | 1 | 2347
2023-04-08 19:00 | 2683.692 | 895.2525 | 1 | 2348
2023-04-08 20:00 | 2506.746 | 909.38 | 1 | 2349
2023-04-08 21:00 | 2388.474 | 819.615 | 1 | 2350
2023-04-08 22:00 | 2327.457 | 788.03 | 1 | 2351
2023-04-08 23:00 | 2272.215 | 766.9275 | 1 | 2352
2023-04-09 | 2056.978 | 721.9475 | 1 | 2353
2023-04-09 01:00 | 1961.2164 | 668.9 | 1 | 2354
2023-04-09 02:00 | 1927.4462 | 665.8325 | 1 | 2355
2023-04-09 03:00 | 1914.9082 | 672.205 | 1 | 2356
2023-04-09 04:00 | 1895.8553 | 687.265 | 1 | 2357
2023-04-09 05:00 | 1897.7103 | 676.5625 | 1 | 2358
2023-04-09 06:00 | 1925.6873 | 638.1325 | 1 | 2359
2023-04-09 07:00 | 1917.1355 | 695.5025 | 1 | 2360
2023-04-09 08:00 | 2029.1005 | 743.28 | 1 | 2361
2023-04-09 09:00 | 2106.9207 | 725.025 | 1 | 2362
2023-04-09 10:00 | 2153.6038 | 742.095 | 1 | 2363
2023-04-09 11:00 | 2172.1894 | 707.6875 | 1 | 2364
2023-04-09 12:00 | 2209.0306 | 690.7025 | 1 | 2365
2023-04-09 13:00 | 2185.9139 | 667.665 | 1 | 2366
2023-04-09 14:00 | 2185.312 | 674.735 | 1 | 2367
2023-04-09 15:00 | 2160.2978 | 676.0175 | 1 | 2368
2023-04-09 16:00 | 2123.814 | 694.1375 | 1 | 2369
2023-04-09 17:00 | 2102.232 | 719.165 | 1 | 2370
2023-04-09 18:00 | 2051.346 | 710.8075 | 1 | 2371
2023-04-09 19:00 | 2152.59 | 726.91 | 1 | 2372
2023-04-09 20:00 | 2107.512 | 766.2125 | 1 | 2373
2023-04-09 21:00 | 2082.894 | 749.7 | 1 | 2374
2023-04-09 22:00 | 2082.234 | 706.37 | 1 | 2375
2023-04-09 23:00 | 2032.14 | 659.335 | 1 | 2376
2023-04-10 | 2070.508 | 686.5925 | 1 | 2377
2023-04-10 01:00 | 2006.6244 | 590.52 | 1 | 2378
2023-04-10 02:00 | 1934.9042 | 585.305 | 1 | 2379
2023-04-10 03:00 | 1904.0182 | 588.915 | 1 | 2380
2023-04-10 04:00 | 1914.5333 | 610.1475 | 1 | 2381
2023-04-10 05:00 | 2007.4683 | 644.78 | 1 | 2382
2023-04-10 06:00 | 2143.4873 | 711.48 | 1 | 2383
2023-04-10 07:00 | 2233.4075 | 813.3325 | 1 | 2384
2023-04-10 08:00 | 2381.2765 | 962.4725 | 1 | 2385
2023-04-10 09:00 | 2700.7227 | 979.1675 | 1 | 2386
2023-04-10 10:00 | 2856.7018 | 995.35 | 1 | 2387
2023-04-10 11:00 | 2906.5054 | 1005.325 | 1 | 2388
2023-04-10 12:00 | 2813.9866 | 987.5 | 1 | 2389
2023-04-10 13:00 | 2856.1439 | 938.3025 | 1 | 2390
2023-04-10 14:00 | 3019.8819 | 986.1725 | 1 | 2391
2023-04-10 15:00 | 2995.1318 | 991.625 | 1 | 2392
2023-04-10 16:00 | 2903.538 | 1036.85 | 1 | 2393
2023-04-10 17:00 | 2858.856 | 1060.61 | 1 | 2394
2023-04-10 18:00 | 2870.802 | 1012.4975 | 1 | 2395
2023-04-10 19:00 | 2718.012 | 992.985 | 1 | 2396
2023-04-10 20:00 | 2620.794 | 1022.8075 | 1 | 2397
2023-04-10 21:00 | 2560.998 | 942.77 | 1 | 2398
2023-04-10 22:00 | 2517.834 | 883.4925 | 1 | 2399
2023-04-10 23:00 | 2426.16 | 870.285 | 1 | 2400
2023-04-11 | 2330.812 | 811.8675 | 1 | 2401
2023-04-11 01:00 | 2240.0664 | 772.0175 | 1 | 2402
2023-04-11 02:00 | 2193.0962 | 768.08 | 1 | 2403
2023-04-11 03:00 | 2114.1622 | 763.775 | 1 | 2404
2023-04-11 04:00 | 2088.5093 | 744.59 | 1 | 2405
2023-04-11 05:00 | 2200.0563 | 750.6675 | 1 | 2406
2023-04-11 06:00 | 2304.0653 | 793.17 | 1 | 2407
2023-04-11 07:00 | 2390.3555 | 908.535 | 1 | 2408
2023-04-11 08:00 | 2519.6784 | 1019.92 | 1 | 2409
2023-04-11 09:00 | 2804.7387 | 1015.465 | 1 | 2410
2023-04-11 10:00 | 2930.5558 | 1046.94 | 1 | 2411
2023-04-11 11:00 | 2971.8454 | 1050.1225 | 1 | 2412
2023-04-11 12:00 | 2858.2726 | 1047.69 | 1 | 2413
2023-04-11 13:00 | 3002.7298 | 1015.42 | 1 | 2414
2023-04-11 14:00 | 3105.2199 | 1064.3425 | 1 | 2415
2023-04-11 15:00 | 3016.9117 | 1084.5675 | 1 | 2416
2023-04-11 16:00 | 3039.564 | 1080.9675 | 1 | 2417
2023-04-11 17:00 | 2951.982 | 1100.6175 | 1 | 2418
2023-04-11 18:00 | 2910.666 | 1083.395 | 1 | 2419
2023-04-11 19:00 | 2746.92 | 1051.3075 | 1 | 2420
2023-04-11 20:00 | 2636.502 | 1066.21 | 1 | 2421
2023-04-11 21:00 | 2585.154 | 1041.375 | 1 | 2422
2023-04-11 22:00 | 2583.57 | 916.595 | 1 | 2423
2023-04-11 23:00 | 2502.984 | 909.7125 | 1 | 2424
2023-04-12 | 2415.226 | 885.2725 | 1 | 2425
2023-04-12 01:00 | 2293.3284 | 774.65 | 1 | 2426
2023-04-12 02:00 | 2228.8682 | 787.475 | 1 | 2427
2023-04-12 03:00 | 2207.6842 | 795.255 | 1 | 2428
2023-04-12 04:00 | 2159.1293 | 789.3775 | 1 | 2429
2023-04-12 05:00 | 2212.8603 | 850.8575 | 1 | 2430
2023-04-12 06:00 | 2331.7853 | 854.5 | 1 | 2431
2023-04-12 07:00 | 2380.3235 | 980.3825 | 1 | 2432
2023-04-12 08:00 | 2573.7324 | 1065.32 | 1 | 2433
2023-04-12 09:00 | 2748.1767 | 994.395 | 1 | 2434
2023-04-12 10:00 | 2944.2178 | 1009.1825 | 1 | 2435
2023-04-12 11:00 | 2968.1494 | 1011.93 | 1 | 2436
2023-04-12 12:00 | 2925.1306 | 1015.5375 | 1 | 2437
2023-04-12 13:00 | 2974.0859 | 1014.46 | 1 | 2438
2023-04-12 14:00 | 3024.1059 | 1074.375 | 1 | 2439
2023-04-12 15:00 | 3155.1157 | 1078.7075 | 1 | 2440
2023-04-12 16:00 | 3135.594 | 1086.6825 | 1 | 2441
2023-04-12 17:00 | 3033.822 | 1176.3875 | 1 | 2442
2023-04-12 18:00 | 2966.898 | 1137.6125 | 1 | 2443
2023-04-12 19:00 | 2591.16 | 1127.065 | 1 | 2444
2023-04-12 20:00 | 2667.984 | 1117.915 | 1 | 2445
2023-04-12 21:00 | 2687.19 | 1078.025 | 1 | 2446
2023-04-12 22:00 | 2699.136 | 1007.35 | 1 | 2447
2023-04-12 23:00 | 2588.982 | 961.6425 | 1 | 2448
2023-04-13 | 2482.282 | 932.6725 | 1 | 2449
2023-04-13 01:00 | 2379.1944 | 884.82 | 1 | 2450
2023-04-13 02:00 | 2280.1502 | 856.3325 | 1 | 2451
2023-04-13 03:00 | 2204.2522 | 816.975 | 1 | 2452
2023-04-13 04:00 | 2212.0613 | 805.585 | 1 | 2453
2023-04-13 05:00 | 2222.1663 | 829.94 | 1 | 2454
2023-04-13 06:00 | 2268.8213 | 828.9675 | 1 | 2455
2023-04-13 07:00 | 2332.4075 | 938.4325 | 1 | 2456
2023-04-13 08:00 | 2412.3625 | 1088.0075 | 1 | 2457
2023-04-13 09:00 | 2700.8546 | 1045.8275 | 1 | 2458
2023-04-13 10:00 | 2910.3598 | 1124.33 | 1 | 2459
2023-04-13 11:00 | 2973.6274 | 1065.795 | 1 | 2460
2023-04-13 12:00 | 2856.0286 | 1113.3975 | 1 | 2461
2023-04-13 13:00 | 2979.3659 | 1060.335 | 1 | 2462
2023-04-13 14:00 | 3119.7399 | 1114.525 | 1 | 2463
2023-04-13 15:00 | 3159.4057 | 1143.35 | 1 | 2464
2023-04-13 16:00 | 3081.804 | 1133.8 | 1 | 2465
2023-04-13 17:00 | 2916.012 | 1208.02 | 1 | 2466
2023-04-13 18:00 | 2963.202 | 1134.93 | 1 | 2467
2023-04-13 19:00 | 2860.044 | 1119.7325 | 1 | 2468
2023-04-13 20:00 | 2706.99 | 1134.83 | 1 | 2469
2023-04-13 21:00 | 2651.154 | 1065.6975 | 1 | 2470
2023-04-13 22:00 | 2691.15 | 1060.9225 | 1 | 2471
2023-04-13 23:00 | 2600.004 | 996.6925 | 1 | 2472
2023-04-14 | 2492.16 | 965.135 | 1 | 2473
2023-04-14 01:00 | 2410.32 | 855.4325 | 1 | 2474
2023-04-14 02:00 | 2352.9 | 805.8225 | 1 | 2475
2023-04-14 03:00 | 2297.13 | 817.6275 | 1 | 2476
2023-04-14 04:00 | 2239.05 | 822.2675 | 1 | 2477
2023-04-14 05:00 | 2261.82 | 803.47 | 1 | 2478
2023-04-14 06:00 | 2289.54 | 829.43 | 1 | 2479
2023-04-14 07:00 | 2433.09 | 876.0975 | 1 | 2480
2023-04-14 08:00 | 2584.56 | 1012.56 | 1 | 2481
2023-04-14 09:00 | 2831.73 | 1024.1075 | 1 | 2482
2023-04-14 10:00 | 2984.85 | 1057.9375 | 1 | 2483
2023-04-14 11:00 | 3090.78 | 1060.55 | 1 | 2484
2023-04-14 12:00 | 2882.88 | 1023.9525 | 1 | 2485
2023-04-14 13:00 | 3000.03 | 1004.365 | 1 | 2486
2023-04-14 14:00 | 3113.22 | 1065.405 | 1 | 2487
2023-04-14 15:00 | 3130.38 | 1112.7175 | 1 | 2488
2023-04-14 16:00 | 3096.06 | 1140.895 | 1 | 2489
2023-04-14 17:00 | 3002.34 | 1090.545 | 1 | 2490
2023-04-14 18:00 | 2968.35 | 1064.6725 | 1 | 2491
2023-04-14 19:00 | 2871 | 1077.28 | 1 | 2492
2023-04-14 20:00 | 2704.02 | 1089.7325 | 1 | 2493
2023-04-14 21:00 | 2706.66 | 1069.9975 | 1 | 2494
2023-04-14 22:00 | 2718.87 | 974.6075 | 1 | 2495
2023-04-14 23:00 | 2679.27 | 1019.135 | 1 | 2496
2023-04-15 | 2581.755 | 973.58 | 1 | 2497
2023-04-15 01:00 | 2451.636 | 902.865 | 1 | 2498
2023-04-15 02:00 | 2334.948 | 898.34 | 1 | 2499
2023-04-15 03:00 | 2299.407 | 854.59 | 1 | 2500
2023-04-15 04:00 | 2275.878 | 809.085 | 1 | 2501
2023-04-15 05:00 | 2290.2 | 836.7025 | 1 | 2502
2023-04-15 06:00 | 2299.902 | 799.28 | 1 | 2503
2023-04-15 07:00 | 2405.04 | 899.22 | 1 | 2504
2023-04-15 08:00 | 2481.237 | 966.635 | 1 | 2505
2023-04-15 09:00 | 2732.994 | 949.62 | 1 | 2506
2023-04-15 10:00 | 2924.196 | 1046.925 | 1 | 2507
2023-04-15 11:00 | 2978.976 | 1073.6425 | 1 | 2508
2023-04-15 12:00 | 2948.319 | 1061.655 | 1 | 2509
2023-04-15 13:00 | 2989.602 | 982.165 | 1 | 2510
2023-04-15 14:00 | 3164.205 | 1071.195 | 1 | 2511
2023-04-15 15:00 | 3186.81 | 1072.79 | 1 | 2512
2023-04-15 16:00 | 3160.443 | 1040.9175 | 1 | 2513
2023-04-15 17:00 | 3035.373 | 1038.295 | 1 | 2514
2023-04-15 18:00 | 3027.156 | 1115.57 | 1 | 2515
2023-04-15 19:00 | 2883.309 | 1100.42 | 1 | 2516
2023-04-15 20:00 | 2784.54 | 1115.725 | 1 | 2517
2023-04-15 21:00 | 2726.823 | 1057.7225 | 1 | 2518
2023-04-15 22:00 | 2718.771 | 1074.83 | 1 | 2519
2023-04-15 23:00 | 2677.587 | 1060.375 | 1 | 2520
2023-04-16 | 2607.2988 | 1025.305 | 1 | 2521
2023-04-16 01:00 | 2480.0616 | 984.5575 | 1 | 2522
2023-04-16 02:00 | 2419.0046 | 961.7825 | 1 | 2523
2023-04-16 03:00 | 2344.5651 | 916.2 | 1 | 2524
2023-04-16 04:00 | 2297.2615 | 880.315 | 1 | 2525
2023-04-16 05:00 | 2265.1974 | 886.81 | 1 | 2526
2023-04-16 06:00 | 2277.7712 | 855.5875 | 1 | 2527
2023-04-16 07:00 | 2282.3619 | 954.085 | 1 | 2528
2023-04-16 08:00 | 2267.6587 | 948.9875 | 1 | 2529
2023-04-16 09:00 | 2282.2011 | 883.4275 | 1 | 2530
2023-04-16 10:00 | 2377.5879 | 892 | 1 | 2531
2023-04-16 11:00 | 2431.47 | 901.495 | 1 | 2532
2023-04-16 12:00 | 2460.9467 | 920.23 | 1 | 2533
2023-04-16 13:00 | 2508.711 | 899.3525 | 1 | 2534
2023-04-16 14:00 | 2577.7994 | 891.625 | 1 | 2535
2023-04-16 15:00 | 2592.9222 | 786.455 | 1 | 2536
2023-04-16 16:00 | 2518.56 | 870.935 | 1 | 2537
2023-04-16 17:00 | 2421.4341 | 852.8975 | 1 | 2538
2023-04-16 18:00 | 2449.2682 | 859.8425 | 1 | 2539
2023-04-16 19:00 | 2510.0208 | 898.65 | 1 | 2540
2023-04-16 20:00 | 2477.9497 | 989.67 | 1 | 2541
2023-04-16 21:00 | 2567.2534 | 1038.31 | 1 | 2542
2023-04-16 22:00 | 2606.6252 | 1005.5175 | 1 | 2543
2023-04-16 23:00 | 2620.4445 | 1005.7075 | 1 | 2544
2023-04-17 | 2517.0173 | 994.46 | 1 | 2545
2023-04-17 01:00 | 2394.1476 | 862.5075 | 1 | 2546
2023-04-17 02:00 | 2330.8091 | 868.3525 | 1 | 2547
2023-04-17 03:00 | 2246.1355 | 860.995 | 1 | 2548
2023-04-17 04:00 | 2214.9978 | 830.82 | 1 | 2549
2023-04-17 05:00 | 2248.0537 | 823.4925 | 1 | 2550
2023-04-17 06:00 | 2302.1504 | 898.4325 | 1 | 2551
2023-04-17 07:00 | 2339.2034 | 992.9825 | 1 | 2552
2023-04-17 08:00 | 2472.7313 | 1080.1975 | 1 | 2553
2023-04-17 09:00 | 2728.3937 | 1125.525 | 1 | 2554
2023-04-17 10:00 | 2964.3198 | 1215.8225 | 1 | 2555
2023-04-17 11:00 | 3001.71 | 1193.315 | 1 | 2556
2023-04-17 12:00 | 2892.4075 | 1165.6275 | 1 | 2557
2023-04-17 13:00 | 3020.9361 | 1175.485 | 1 | 2558
2023-04-17 14:00 | 3154.1669 | 1237.3875 | 1 | 2559
2023-04-17 15:00 | 3240.537 | 1279.4625 | 1 | 2560
2023-04-17 16:00 | 3202.6134 | 1307.245 | 1 | 2561
2023-04-17 17:00 | 3048.32 | 1262.2375 | 1 | 2562
2023-04-17 18:00 | 2996.9541 | 1235.115 | 1 | 2563
2023-04-17 19:00 | 2894.7437 | 1244.475 | 1 | 2564
2023-04-17 20:00 | 2783.2119 | 1213.86 | 1 | 2565
2023-04-17 21:00 | 2788.6222 | 1239.97 | 1 | 2566
2023-04-17 22:00 | 2850.7437 | 1208.6675 | 1 | 2567
2023-04-17 23:00 | 2781.3867 | 1211.245 | 1 | 2568
2023-04-18 | 2667.7255 | 1129.89 | 1 | 2569
2023-04-18 01:00 | 2546.1594 | 1072.7675 | 1 | 2570
2023-04-18 02:00 | 2467.7631 | 1030.975 | 1 | 2571
2023-04-18 03:00 | 2364.9681 | 991.4475 | 1 | 2572
2023-04-18 04:00 | 2338.5889 | 917.03 | 1 | 2573
2023-04-18 05:00 | 2336.6403 | 914.635 | 1 | 2574
2023-04-18 06:00 | 2315.4482 | 949.2175 | 1 | 2575
2023-04-18 07:00 | 2420.2938 | 1012.775 | 1 | 2576
2023-04-18 08:00 | 2540.2632 | 1124.735 | 1 | 2577
2023-04-18 09:00 | 2781.1285 | 1140.79 | 1 | 2578
2023-04-18 10:00 | 3045.019 | 1225.45 | 1 | 2579
2023-04-18 11:00 | 3092.5782 | 1216.955 | 1 | 2580
2023-04-18 12:00 | 3019.8445 | 1231.96 | 1 | 2581
2023-04-18 13:00 | 3050.0088 | 1220.9225 | 1 | 2582
2023-04-18 14:00 | 3268.2409 | 1336.685 | 1 | 2583
2023-04-18 15:00 | 3219.5474 | 1352.42 | 1 | 2584
2023-04-18 16:00 | 3222.4297 | 1358.9675 | 1 | 2585
2023-04-18 17:00 | 3072.6993 | 1379.4875 | 1 | 2586
2023-04-18 18:00 | 2964.883 | 1319.0875 | 1 | 2587
2023-04-18 19:00 | 2845.2682 | 1270.8425 | 1 | 2588
2023-04-18 20:00 | 2685.3689 | 1303.85 | 1 | 2589
2023-04-18 21:00 | 2708.3141 | 1319.8525 | 1 | 2590
2023-04-18 22:00 | 2793.8371 | 1285.6025 | 1 | 2591
2023-04-18 23:00 | 2733.2148 | 1276.3425 | 1 | 2592
2023-04-19 | 2597.4993 | 1199.2025 | 1 | 2593
2023-04-19 01:00 | 2510.7378 | 1140.7325 | 1 | 2594
2023-04-19 02:00 | 2393.7304 | 1061.205 | 1 | 2595
2023-04-19 03:00 | 2326.4593 | 1034.29 | 1 | 2596
2023-04-19 04:00 | 2286.2726 | 1005.395 | 1 | 2597
2023-04-19 05:00 | 2297.517 | 968.7325 | 1 | 2598
2023-04-19 06:00 | 2340.9304 | 1006.185 | 1 | 2599
2023-04-19 07:00 | 2302.3407 | 1095.8275 | 1 | 2600
2023-04-19 08:00 | 2451.3541 | 1158.125 | 1 | 2601
2023-04-19 09:00 | 2687.6504 | 1172.425 | 1 | 2602
2023-04-19 10:00 | 2860.5215 | 1229.535 | 1 | 2603
2023-04-19 11:00 | 3007.0904 | 1233.6475 | 1 | 2604
2023-04-19 12:00 | 3003.44 | 1263.685 | 1 | 2605
2023-04-19 13:00 | 2949.4341 | 1256.255 | 1 | 2606
2023-04-19 14:00 | 3019.7363 | 1342.2775 | 1 | 2607
2023-04-19 15:00 | 3046.7556 | 1339.1075 | 1 | 2608
2023-04-19 16:00 | 3188.5007 | 1348.19 | 1 | 2609
2023-04-19 17:00 | 3021.4311 | 1323.785 | 1 | 2610
2023-04-19 18:00 | 2957.0933 | 1308.6425 | 1 | 2611
2023-04-19 19:00 | 2839.8578 | 1308.92 | 1 | 2612
2023-04-19 20:00 | 2693.843 | 1318.9225 | 1 | 2613
2023-04-19 21:00 | 2719.1674 | 1325.88 | 1 | 2614
2023-04-19 22:00 | 2683.4459 | 1300.3775 | 1 | 2615
2023-04-19 23:00 | 2722.3941 | 1277.04 | 1 | 2616
2023-04-20 | 2633.3729 | 1149.62 | 1 | 2617
2023-04-20 01:00 | 2474.0646 | 1147.0275 | 1 | 2618
2023-04-20 02:00 | 2395.6031 | 1090.77 | 1 | 2619
2023-04-20 03:00 | 2328.2688 | 1060.085 | 1 | 2620
2023-04-20 04:00 | 2305.6704 | 1052.4325 | 1 | 2621
2023-04-20 05:00 | 2298.4418 | 1022.2625 | 1 | 2622
2023-04-20 06:00 | 2258.6719 | 1030.7025 | 1 | 2623
2023-04-20 07:00 | 2314.8241 | 1069.765 | 1 | 2624
2023-04-20 08:00 | 2442.2246 | 1085.375 | 1 | 2625
2023-04-20 09:00 | 2699.0604 | 1151.6175 | 1 | 2626
2023-04-20 10:00 | 2800.5746 | 1248.0175 | 1 | 2627
2023-04-20 11:00 | 3004.8389 | 1204.2025 | 1 | 2628
2023-04-20 12:00 | 2929.1067 | 1214.7925 | 1 | 2629
2023-04-20 13:00 | 3017.1554 | 1194.21 | 1 | 2630
2023-04-20 14:00 | 3199.6661 | 1254.48 | 1 | 2631
2023-04-20 15:00 | 3221.3726 | 1326.2075 | 1 | 2632
2023-04-20 16:00 | 3103.4667 | 1265.4125 | 1 | 2633
2023-04-20 17:00 | 2969.9022 | 1195.245 | 1 | 2634
2023-04-20 18:00 | 2857.4578 | 1076.4725 | 1 | 2635
2023-04-20 19:00 | 2810.0682 | 1049.255 | 1 | 2636
2023-04-20 20:00 | 2703.6859 | 1101.1925 | 1 | 2637
2023-04-20 21:00 | 2713.5941 | 1170.055 | 1 | 2638
2023-04-20 22:00 | 2756.0948 | 1161.0825 | 1 | 2639
2023-04-20 23:00 | 2722.3289 | 1197.7725 | 1 | 2640
2023-04-21 | 2601.8895 | 1077.6525 | 1 | 2641
2023-04-21 01:00 | 2490.035 | 1064.365 | 1 | 2642
2023-04-21 02:00 | 2425.9156 | 1013.785 | 1 | 2643
2023-04-21 03:00 | 2352.7778 | 974.915 | 1 | 2644
2023-04-21 04:00 | 2307.6924 | 922.8425 | 1 | 2645
2023-04-21 05:00 | 2283.5804 | 885.8325 | 1 | 2646
2023-04-21 06:00 | 2314.7976 | 975.68 | 1 | 2647
2023-04-21 07:00 | 2365.7333 | 1041.6275 | 1 | 2648
2023-04-21 08:00 | 2532.6367 | 1010.9725 | 1 | 2649
2023-04-21 09:00 | 2769.461 | 1132.3425 | 1 | 2650
2023-04-21 10:00 | 2925.1428 | 1159.7775 | 1 | 2651
2023-04-21 11:00 | 2933.5908 | 1261.425 | 1 | 2652
2023-04-21 12:00 | 2834.5224 | 1198.0575 | 1 | 2653
2023-04-21 13:00 | 2926.6127 | 1150.73 | 1 | 2654
2023-04-21 14:00 | 3145.3677 | 1230.2525 | 1 | 2655
2023-04-21 15:00 | 3156.5144 | 1269.715 | 1 | 2656
2023-04-21 16:00 | 3097.2089 | 1235.1875 | 1 | 2657
2023-04-21 17:00 | 2923.36 | 1176.5475 | 1 | 2658
2023-04-21 18:00 | 2929.0311 | 1031.885 | 1 | 2659
2023-04-21 19:00 | 2748.403 | 1044.2375 | 1 | 2660
2023-04-21 20:00 | 2743.3185 | 1084.43 | 1 | 2661
2023-04-21 21:00 | 2716.9185 | 1101.9775 | 1 | 2662
2023-04-21 22:00 | 2790.0563 | 1025.1025 | 1 | 2663
2023-04-21 23:00 | 2743.3837 | 1034.8925 | 1 | 2664
2023-04-22 | 2560.6273 | 996.9225 | 1 | 2665
2023-04-22 01:00 | 2450.6631 | 949.1575 | 1 | 2666
2023-04-22 02:00 | 2389.0859 | 897.63 | 1 | 2667
2023-04-22 03:00 | 2305.5837 | 866.3775 | 1 | 2668
2023-04-22 04:00 | 2268.5813 | 817.81 | 1 | 2669
2023-04-22 05:00 | 2279.539 | 783.9375 | 1 | 2670
2023-04-22 06:00 | 2331.9413 | 784.455 | 1 | 2671
2023-04-22 07:00 | 2394.48 | 816.3225 | 1 | 2672
2023-04-22 08:00 | 2445.5493 | 751.2325 | 1 | 2673
2023-04-22 09:00 | 2658.1247 | 871.765 | 1 | 2674
2023-04-22 10:00 | 2790.6006 | 963.5225 | 1 | 2675
2023-04-22 11:00 | 2778.5153 | 949.66 | 1 | 2676
2023-04-22 12:00 | 2706.1076 | 909.9875 | 1 | 2677
2023-04-22 13:00 | 2762.4113 | 931.02 | 1 | 2678
2023-04-22 14:00 | 2891.9929 | 1005.875 | 1 | 2679
2023-04-22 15:00 | 2750.0847 | 1024.72 | 1 | 2680
2023-04-22 16:00 | 2659.0993 | 1023.845 | 1 | 2681
2023-04-22 17:00 | 2622.4652 | 1001.2525 | 1 | 2682
2023-04-22 18:00 | 2654.2104 | 906.0025 | 1 | 2683
2023-04-22 19:00 | 2550.0444 | 912.125 | 1 | 2684
2023-04-22 20:00 | 2434.4711 | 943 | 1 | 2685
2023-04-22 21:00 | 2390.9274 | 973.6825 | 1 | 2686
2023-04-22 22:00 | 2438.643 | 941.5225 | 1 | 2687
2023-04-22 23:00 | 2444.0533 | 949.135 | 1 | 2688
2023-04-23 | 2391.7966 | 856.535 | 1 | 2689
2023-04-23 01:00 | 2308.755 | 885.08 | 1 | 2690
2023-04-23 02:00 | 2230.0328 | 837.675 | 1 | 2691
2023-04-23 03:00 | 2151.7473 | 806.4675 | 1 | 2692
2023-04-23 04:00 | 2137.3623 | 776.0125 | 1 | 2693
2023-04-23 05:00 | 2075.1174 | 748.705 | 1 | 2694
2023-04-23 06:00 | 2100.5326 | 762.93 | 1 | 2695
2023-04-23 07:00 | 2143.7782 | 725.7575 | 1 | 2696
2023-04-23 08:00 | 2160.755 | 617.095 | 1 | 2697
2023-04-23 09:00 | 2162.5863 | 609.8275 | 1 | 2698
2023-04-23 10:00 | 2260.059 | 679.0075 | 1 | 2699
2023-04-23 11:00 | 2262.51 | 680.9375 | 1 | 2700
2023-04-23 12:00 | 2255.2223 | 645.67 | 1 | 2701
2023-04-23 13:00 | 2231.348 | 652.6575 | 1 | 2702
2023-04-23 14:00 | 2270.8424 | 662.9225 | 1 | 2703
2023-04-23 15:00 | 2238.6407 | 648.13 | 1 | 2704
2023-04-23 16:00 | 1992.7111 | 665.79 | 1 | 2705
2023-04-23 17:00 | 1941.0845 | 661.5825 | 1 | 2706
2023-04-23 18:00 | 2234.4178 | 678.8025 | 1 | 2707
2023-04-23 19:00 | 2282.3941 | 720.8825 | 1 | 2708
2023-04-23 20:00 | 2266.6845 | 718.265 | 1 | 2709
2023-04-23 21:00 | 2299.8637 | 739.6175 | 1 | 2710
2023-04-23 22:00 | 2363.8756 | 714.8025 | 1 | 2711
2023-04-23 23:00 | 2374.6311 | 777.27 | 1 | 2712
2023-04-24 | 2237.8943 | 774.67 | 1 | 2713
2023-04-24 01:00 | 2094.8172 | 680.04 | 1 | 2714
2023-04-24 02:00 | 2047.1231 | 621.97 | 1 | 2715
2023-04-24 03:00 | 1970.8585 | 616.895 | 1 | 2716
2023-04-24 04:00 | 1965.0126 | 646.005 | 1 | 2717
2023-04-24 05:00 | 1956.4803 | 594.7675 | 1 | 2718
2023-04-24 06:00 | 2032.9356 | 696.885 | 1 | 2719
2023-04-24 07:00 | 2146.7116 | 781.575 | 1 | 2720
2023-04-24 08:00 | 2312.3106 | 798.2275 | 1 | 2721
2023-04-24 09:00 | 2536.293 | 891.845 | 1 | 2722
2023-04-24 10:00 | 2684.7405 | 960.4525 | 1 | 2723
2023-04-24 11:00 | 2619.9856 | 1002.91 | 1 | 2724
2023-04-24 12:00 | 2635.5127 | 954.9975 | 1 | 2725
2023-04-24 13:00 | 2715.6739 | 918.725 | 1 | 2726
2023-04-24 14:00 | 2833.1298 | 1011.955 | 1 | 2727
2023-04-24 15:00 | 2856.14 | 1041.555 | 1 | 2728
2023-04-24 16:00 | 2900.2193 | 1026.1325 | 1 | 2729
2023-04-24 17:00 | 2794.0326 | 1062.335 | 1 | 2730
2023-04-24 18:00 | 2809.4163 | 968.9025 | 1 | 2731
2023-04-24 19:00 | 2707.8578 | 1011.6675 | 1 | 2732
2023-04-24 20:00 | 2551.8696 | 964.8125 | 1 | 2733
2023-04-24 21:00 | 2486.4237 | 966.0025 | 1 | 2734
2023-04-24 22:00 | 2567.6445 | 890.425 | 1 | 2735
2023-04-24 23:00 | 2522.9274 | 932.16 | 1 | 2736
2023-04-25 | 2438.3388 | 855.7025 | 1 | 2737
2023-04-25 01:00 | 2336.1328 | 833.405 | 1 | 2738
2023-04-25 02:00 | 2222.4061 | 773.375 | 1 | 2739
2023-04-25 03:00 | 2182.3844 | 751.51 | 1 | 2740
2023-04-25 04:00 | 2117.4156 | 726.335 | 1 | 2741
2023-04-25 05:00 | 2168.5277 | 726.0925 | 1 | 2742
2023-04-25 06:00 | 2170.4112 | 820.2775 | 1 | 2743
2023-04-25 07:00 | 2133.0879 | 827.7675 | 1 | 2744
2023-04-25 08:00 | 2339.8187 | 837.3625 | 1 | 2745
2023-04-25 09:00 | 2579.3152 | 895.115 | 1 | 2746
2023-04-25 10:00 | 2787.0161 | 1013.465 | 1 | 2747
2023-04-25 11:00 | 2817.6922 | 983.285 | 1 | 2748
2023-04-25 12:00 | 2747.5008 | 980.7375 | 1 | 2749
2023-04-25 13:00 | 2853.0191 | 961.4525 | 1 | 2750
2023-04-25 14:00 | 2988.1402 | 1037.67 | 1 | 2751
2023-04-25 15:00 | 3055.02 | 1090.4 | 1 | 2752
2023-04-25 16:00 | 3019.9645 | 1055.73 | 1 | 2753
2023-04-25 17:00 | 2942.1985 | 1013.6225 | 1 | 2754
2023-04-25 18:00 | 2941.3511 | 970.6575 | 1 | 2755
2023-04-25 19:00 | 2782.56 | 1042.565 | 1 | 2756
2023-04-25 20:00 | 2681.7837 | 989.6475 | 1 | 2757
2023-04-25 21:00 | 2678.72 | 1024.8175 | 1 | 2758
2023-04-25 22:00 | 2727.6089 | 961.735 | 1 | 2759
2023-04-25 23:00 | 2673.7659 | 981.525 | 1 | 2760
2023-04-26 | 2547.3067 | 940.825 | 1 | 2761
2023-04-26 01:00 | 2441.7719 | 858.4 | 1 | 2762
2023-04-26 02:00 | 2356.5748 | 830.0925 | 1 | 2763
2023-04-26 03:00 | 2273.1704 | 793.5325 | 1 | 2764
2023-04-26 04:00 | 2274.0178 | 764.45 | 1 | 2765
2023-04-26 05:00 | 2219.523 | 810.945 | 1 | 2766
2023-04-26 06:00 | 2209.7126 | 840.2675 | 1 | 2767
2023-04-26 07:00 | 2342.397 | 871.255 | 1 | 2768
2023-04-26 08:00 | 2383.8874 | 884.1675 | 1 | 2769
2023-04-26 09:00 | 2559.5941 | 957.185 | 1 | 2770
2023-04-26 10:00 | 2676.3407 | 1063.4225 | 1 | 2771
2023-04-26 11:00 | 2716.2993 | 1089.0075 | 1 | 2772
2023-04-26 12:00 | 2753.7482 | 1095.7025 | 1 | 2773
2023-04-26 13:00 | 2906.4119 | 1065.08 | 1 | 2774
2023-04-26 14:00 | 3007.7096 | 1113.4725 | 1 | 2775
2023-04-26 15:00 | 3039.3245 | 1130.3275 | 1 | 2776
2023-04-26 16:00 | 3010.4474 | 1133.275 | 1 | 2777
2023-04-26 17:00 | 2904.3259 | 1121.9225 | 1 | 2778
2023-04-26 18:00 | 2932.323 | 1043.59 | 1 | 2779
2023-04-26 19:00 | 2725.8163 | 1174.645 | 1 | 2780
2023-04-26 20:00 | 2363.9082 | 1165.205 | 1 | 2781
2023-04-26 21:00 | 2241.6859 | 1190.3025 | 1 | 2782
2023-04-26 22:00 | 2130.317 | 1128.63 | 1 | 2783
2023-04-26 23:00 | 2103.1348 | 1161.5125 | 1 | 2784
2023-04-27 |  | 1050.5075 | 1 | 2785
2023-04-27 01:00 |  | 1011.79 | 1 | 2786
2023-04-27 02:00 |  | 958.165 | 1 | 2787
2023-04-27 03:00 |  | 930.345 | 1 | 2788
2023-04-27 04:00 |  | 905.1375 | 1 | 2789
2023-04-27 05:00 |  | 918.475 | 1 | 2790
2023-04-27 06:00 |  | 982.1275 | 1 | 2791
2023-04-27 07:00 |  | 1036.48 | 1 | 2792
2023-04-27 08:00 |  | 1026.405 | 1 | 2793
2023-04-27 09:00 |  | 1098.135 | 1 | 2794
2023-04-27 10:00 |  | 1182.895 | 1 | 2795
2023-04-27 11:00 |  | 1190.5975 | 1 | 2796
2023-04-27 12:00 |  | 1151.9375 | 1 | 2797
2023-04-27 13:00 |  | 1141.4725 | 1 | 2798
2023-04-27 14:00 |  | 1239.035 | 1 | 2799
2023-04-27 15:00 |  | 1273.9775 | 1 | 2800
2023-04-27 16:00 |  | 1266.25 | 1 | 2801
2023-04-27 17:00 |  | 1233.5525 | 1 | 2802
2023-04-27 18:00 |  | 1145.355 | 1 | 2803
2023-04-27 19:00 |  | 1187.9925 | 1 | 2804
2023-04-27 20:00 |  | 1102.455 | 1 | 2805
2023-04-27 21:00 |  | 1112.4325 | 1 | 2806
2023-04-27 22:00 |  | 1073.8 | 1 | 2807
2023-04-27 23:00 |  | 1098.0175 | 1 | 2808
2023-04-28 | 2421.6296 | 1040.015 | 1 | 2809
2023-04-28 01:00 | 2226.7259 | 1016.965 | 1 | 2810
2023-04-28 02:00 | 2013.8963 | 997.165 | 1 | 2811
2023-04-28 03:00 | 1996.6222 | 932.875 | 1 | 2812
2023-04-28 04:00 | 2006.0741 | 907.7 | 1 | 2813
2023-04-28 05:00 | 2029.5407 | 917.675 | 1 | 2814
2023-04-28 06:00 | 2133.1852 | 938.3575 | 1 | 2815
2023-04-28 07:00 | 2248.237 | 1038.7925 | 1 | 2816
2023-04-28 08:00 | 2290.2815 | 993.7475 | 1 | 2817
2023-04-28 09:00 | 2516.8 | 1125.23 | 1 | 2818
2023-04-28 10:00 | 2804.2667 | 1172.27 | 1 | 2819
2023-04-28 11:00 | 2878.5778 | 1116.5375 | 1 | 2820
2023-04-28 12:00 | 2786.0148 | 1067.8 | 1 | 2821
2023-04-28 13:00 | 2918.9926 | 1088.6325 | 1 | 2822
2023-04-28 14:00 | 2999.1704 | 1130.1775 | 1 | 2823
2023-04-28 15:00 | 2999.8222 | 1148.0625 | 1 | 2824
2023-04-28 16:00 | 2811.1111 | 1220.1425 | 1 | 2825
2023-04-28 17:00 | 2667.7037 | 1221.1075 | 1 | 2826
2023-04-28 18:00 | 2107.763 | 1102.6425 | 1 | 2827
2023-04-28 19:00 | 2289.3037 | 1207.4125 | 1 | 2828
2023-04-28 20:00 | 2341.1259 | 1154.91 | 1 | 2829
2023-04-28 21:00 | 2227.3778 | 1176.65 | 1 | 2830
2023-04-28 22:00 | 2288.3259 | 1108.9325 | 1 | 2831
2023-04-28 23:00 | 2285.3926 | 1150.025 | 1 | 2832
2023-04-29 | 2156.0326 | 989.1525 | 1 | 2833
2023-04-29 01:00 | 2046.8148 | 992.955 | 1 | 2834
2023-04-29 02:00 | 2015.7867 | 938.0375 | 1 | 2835
2023-04-29 03:00 | 1951.0904 | 905.2175 | 1 | 2836
2023-04-29 04:00 | 1959.2059 | 889.4175 | 1 | 2837
2023-04-29 05:00 | 2023.9674 | 888.0025 | 1 | 2838
2023-04-29 06:00 | 2097.4963 | 915.8775 | 1 | 2839
2023-04-29 07:00 | 2188.0059 | 952.9425 | 1 | 2840
2023-04-29 08:00 | 2372.1867 | 970.88 | 1 | 2841
2023-04-29 09:00 | 2550.3704 | 1047.9075 | 1 | 2842
2023-04-29 10:00 | 2735.5289 | 1058.51 | 1 | 2843
2023-04-29 11:00 | 2757.9526 | 1072.6975 | 1 | 2844
2023-04-29 12:00 | 2646.7793 | 1039.62 | 1 | 2845
2023-04-29 13:00 | 2680.8059 | 1103.805 | 1 | 2846
2023-04-29 14:00 | 2713.4963 | 1080.2025 | 1 | 2847
2023-04-29 15:00 | 2739.7333 | 1062.865 | 1 | 2848
2023-04-29 16:00 | 2755.8993 | 1073.955 | 1 | 2849
2023-04-29 17:00 | 2684.6519 | 1106.1175 | 1 | 2850
2023-04-29 18:00 | 2706.4237 | 1032.8125 | 1 | 2851
2023-04-29 19:00 | 2591.1111 | 1066.7625 | 1 | 2852
2023-04-29 20:00 | 2398.9452 | 1063.8425 | 1 | 2853
2023-04-29 21:00 | 2320.3644 | 1066.08 | 1 | 2854
2023-04-29 22:00 | 2280.243 | 1021.4925 | 1 | 2855
2023-04-29 23:00 | 2255.1141 | 1041.75 | 1 | 2856
2023-04-30 | 2178.4889 | 878.415 | 1 | 2857
2023-04-30 01:00 | 2140.1274 | 909.1925 | 1 | 2858
2023-04-30 02:00 | 2065.6533 | 852.145 | 1 | 2859
2023-04-30 03:00 | 1995.84 | 839.325 | 1 | 2860
2023-04-30 04:00 | 1992.7437 | 802.0075 | 1 | 2861
2023-04-30 05:00 | 1990.2993 | 831.7375 | 1 | 2862
2023-04-30 06:00 | 1893.3689 | 768.74 | 1 | 2863
2023-04-30 07:00 | 1831.0845 | 784.8475 | 1 | 2864
2023-04-30 08:00 | 1938.5422 | 751.3025 | 1 | 2865
2023-04-30 09:00 | 2020.9363 | 765.53 | 1 | 2866
2023-04-30 10:00 | 2082.4711 | 769.4225 | 1 | 2867
2023-04-30 11:00 | 2187.3541 | 777.5025 | 1 | 2868
2023-04-30 12:00 | 1739.8904 | 768.5925 | 1 | 2869
2023-04-30 13:00 | 1582.9896 | 687.3275 | 1 | 2870
2023-04-30 14:00 | 1558.4148 | 622.72 | 1 | 2871
2023-04-30 15:00 | 1707.2 | 637.8175 | 1 | 2872
2023-04-30 16:00 | 1761.3689 | 635.3625 | 1 | 2873
2023-04-30 17:00 | 1858.0385 | 645.6775 | 1 | 2874
2023-04-30 18:00 | 1966.5393 | 633.5375 | 1 | 2875
2023-04-30 19:00 | 2027.8133 | 716.9625 | 1 | 2876
2023-04-30 20:00 | 1968.5926 | 746.165 | 1 | 2877
2023-04-30 21:00 | 1897.5407 | 746.4125 | 1 | 2878
2023-04-30 22:00 | 1825.0874 | 715.75 | 1 | 2879
2023-04-30 23:00 | 1803.837 | 752.88 | 1 | 2880
2023-05-01 | 1775.7314 | 713.705 | 1 | 2881
2023-05-01 01:00 | 1662.1831 | 653.34 | 1 | 2882
2023-05-01 02:00 | 1670.9394 | 626.4625 | 1 | 2883
2023-05-01 03:00 | 1654.8407 | 626.6025 | 1 | 2884
2023-05-01 04:00 | 1681.1312 | 619.9925 | 1 | 2885
2023-05-01 05:00 | 1755.9055 | 626.9275 | 1 | 2886
2023-05-01 06:00 | 1855.2408 | 727.5125 | 1 | 2887
2023-05-01 07:00 | 2028.5308 | 836.715 | 1 | 2888
2023-05-01 08:00 | 2213.2291 | 820.885 | 1 | 2889
2023-05-01 09:00 | 2386.8234 | 862.9475 | 1 | 2890
2023-05-01 10:00 | 2540.4205 | 957.74 | 1 | 2891
2023-05-01 11:00 | 2503.9559 | 969.345 | 1 | 2892
2023-05-01 12:00 | 2366.1675 | 881.8775 | 1 | 2893
2023-05-01 13:00 | 2390.7258 | 882.1975 | 1 | 2894
2023-05-01 14:00 | 2441.758 | 875.02 | 1 | 2895
2023-05-01 15:00 | 2420.4422 | 825.14 | 1 | 2896
2023-05-01 16:00 | 2380.8237 | 869.9275 | 1 | 2897
2023-05-01 17:00 | 2468.2371 | 889.3775 | 1 | 2898
2023-05-01 18:00 | 2501.5467 | 862.53 | 1 | 2899
2023-05-01 19:00 | 2377.1082 | 901.545 | 1 | 2900
2023-05-01 20:00 | 2217.0785 | 899.18 | 1 | 2901
2023-05-01 21:00 | 2129.9911 | 854.7025 | 1 | 2902
2023-05-01 22:00 | 2068.717 | 769.605 | 1 | 2903
2023-05-01 23:00 | 1993.2978 | 810.7425 | 1 | 2904
2023-05-02 | 1938.0425 | 741.675 | 1 | 2905
2023-05-02 01:00 | 1884.2691 | 699.525 | 1 | 2906
2023-05-02 02:00 | 1812.652 | 684.585 | 1 | 2907
2023-05-02 03:00 | 1736.974 | 663.3825 | 1 | 2908
2023-05-02 04:00 | 1760.7223 | 658.28 | 1 | 2909
2023-05-02 05:00 | 1833.7366 | 706.1175 | 1 | 2910
2023-05-02 06:00 | 1955.1697 | 776.0375 | 1 | 2911
2023-05-02 07:00 | 1989.6153 | 863.4125 | 1 | 2912
2023-05-02 08:00 | 2131.0957 | 861.0975 | 1 | 2913
2023-05-02 09:00 | 2352.3404 | 931.14 | 1 | 2914
2023-05-02 10:00 | 2517.019 | 986.7125 | 1 | 2915
2023-05-02 11:00 | 2669.4611 | 990.0575 | 1 | 2916
2023-05-02 12:00 | 2529.9127 | 964.605 | 1 | 2917
2023-05-02 13:00 | 2563.3362 | 946.065 | 1 | 2918
2023-05-02 14:00 | 2599.6365 | 973.075 | 1 | 2919
2023-05-02 15:00 | 2602.9607 | 951.7375 | 1 | 2920
2023-05-02 16:00 | 2631.5259 | 1000.72 | 1 | 2921
2023-05-02 17:00 | 2559.9526 | 1025.5 | 1 | 2922
2023-05-02 18:00 | 2567.9704 | 962.135 | 1 | 2923
2023-05-02 19:00 | 2383.6919 | 959.755 | 1 | 2924
2023-05-02 20:00 | 2242.3052 | 970.1475 | 1 | 2925
2023-05-02 21:00 | 2091.9882 | 891.5025 | 1 | 2926
2023-05-02 22:00 | 2045.2504 | 853.625 | 1 | 2927
2023-05-02 23:00 | 1982.4119 | 856.8875 | 1 | 2928
2023-05-03 | 1947.7007 | 766.485 | 1 | 2929
2023-05-03 01:00 | 1910.317 | 738.835 | 1 | 2930
2023-05-03 02:00 | 1873.1941 | 725.89 | 1 | 2931
2023-05-03 03:00 | 1828.0533 | 699.4425 | 1 | 2932
2023-05-03 04:00 | 1817.9822 | 707.945 | 1 | 2933
2023-05-03 05:00 | 1802.3378 | 735.705 | 1 | 2934
2023-05-03 06:00 | 1912.8267 | 812.33 | 1 | 2935
2023-05-03 07:00 | 2006.1719 | 885.635 | 1 | 2936
2023-05-03 08:00 | 2074.6489 | 928.6075 | 1 | 2937
2023-05-03 09:00 | 2391.677 | 983.835 | 1 | 2938
2023-05-03 10:00 | 2522.8296 | 997.05 | 1 | 2939
2023-05-03 11:00 | 2594.7289 | 1061.765 | 1 | 2940
2023-05-03 12:00 | 2550.9244 | 1029.4325 | 1 | 2941
2023-05-03 13:00 | 2537.4637 | 901.54 | 1 | 2942
2023-05-03 14:00 | 2525.4696 | 854.635 | 1 | 2943
2023-05-03 15:00 | 2435.9704 | 910.9825 | 1 | 2944
2023-05-03 16:00 | 2464.6844 | 897.3 | 1 | 2945
2023-05-03 17:00 | 2397.5111 | 879.4375 | 1 | 2946
2023-05-03 18:00 | 2438.2844 | 874.385 | 1 | 2947
2023-05-03 19:00 | 2353.2504 | 895.535 | 1 | 2948
2023-05-03 20:00 | 2220.7615 | 869.205 | 1 | 2949
2023-05-03 21:00 | 2096.7793 | 861.38 | 1 | 2950
2023-05-03 22:00 | 2029.0519 | 783.37 | 1 | 2951
2023-05-03 23:00 | 1929.8726 | 799.8275 | 1 | 2952
2023-05-04 | 1919.9873 | 732.7325 | 1 | 2953
2023-05-04 01:00 | 1838.7046 | 690.9 | 1 | 2954
2023-05-04 02:00 | 1800.0726 | 682.1775 | 1 | 2955
2023-05-04 03:00 | 1766.8933 | 669.505 | 1 | 2956
2023-05-04 04:00 | 1779.0406 | 658.7625 | 1 | 2957
2023-05-04 05:00 | 1823.5686 | 693.455 | 1 | 2958
2023-05-04 06:00 | 1882.4895 | 761.3425 | 1 | 2959
2023-05-04 07:00 | 1995.2207 | 812.97 | 1 | 2960
2023-05-04 08:00 | 2200.3227 | 858.34 | 1 | 2961
2023-05-04 09:00 | 2459.8314 | 881.905 | 1 | 2962
2023-05-04 10:00 | 2613.688 | 937.1075 | 1 | 2963
2023-05-04 11:00 | 2593.259 | 939.015 | 1 | 2964
2023-05-04 12:00 | 2519.8735 | 932.1025 | 1 | 2965
2023-05-04 13:00 | 2134.0913 | 910.8025 | 1 | 2966
2023-05-04 14:00 | 2311.2581 | 956.6025 | 1 | 2967
2023-05-04 15:00 | 2483.4121 | 1002.7075 | 1 | 2968
2023-05-04 16:00 | 2553.6296 | 1007.2325 | 1 | 2969
2023-05-04 17:00 | 2589.6119 | 1012.7325 | 1 | 2970
2023-05-04 18:00 | 2522.6015 | 966.4775 | 1 | 2971
2023-05-04 19:00 | 2313.0963 | 1000.99 | 1 | 2972
2023-05-04 20:00 | 2229.92 | 978.675 | 1 | 2973
2023-05-04 21:00 | 2096.5511 | 953.5925 | 1 | 2974
2023-05-04 22:00 | 2082.2756 | 916.065 | 1 | 2975
2023-05-04 23:00 | 2074.7141 | 900.885 | 1 | 2976
2023-05-05 | 1961.6178 | 822.93 | 1 | 2977
2023-05-05 01:00 | 1912.2074 | 805.5 | 1 | 2978
2023-05-05 02:00 | 1867.36 | 775.26 | 1 | 2979
2023-05-05 03:00 | 1835.1585 | 741.5325 | 1 | 2980
2023-05-05 04:00 | 1831.443 | 716.9525 | 1 | 2981
2023-05-05 05:00 | 1888.3496 | 725.55 | 1 | 2982
2023-05-05 06:00 | 1970.6133 | 832.3625 | 1 | 2983
2023-05-05 07:00 | 2069.6296 | 907.9225 | 1 | 2984
2023-05-05 08:00 | 2203.9763 | 935.8975 | 1 | 2985
2023-05-05 09:00 | 2457.4815 | 1020.9775 | 1 | 2986
2023-05-05 10:00 | 2620.3793 | 1045.065 | 1 | 2987
2023-05-05 11:00 | 2676.7644 | 1036.72 | 1 | 2988
2023-05-05 12:00 | 2551.6741 | 1008.6325 | 1 | 2989
2023-05-05 13:00 | 2543.3304 | 968.335 | 1 | 2990
2023-05-05 14:00 | 2641.8904 | 987.79 | 1 | 2991
2023-05-05 15:00 | 2591.3067 | 1038.3925 | 1 | 2992
2023-05-05 16:00 | 2623.117 | 1071.9225 | 1 | 2993
2023-05-05 17:00 | 2647.9526 | 1075.7475 | 1 | 2994
2023-05-05 18:00 | 2596.2607 | 1005.035 | 1 | 2995
2023-05-05 19:00 | 2468.8237 | 1043.5075 | 1 | 2996
2023-05-05 20:00 | 2318.7022 | 1038.0825 | 1 | 2997
2023-05-05 21:00 | 2253.1259 | 1010.0425 | 1 | 2998
2023-05-05 22:00 | 2235.3956 | 972.545 | 1 | 2999
2023-05-05 23:00 | 2180.9659 | 956.355 | 1 | 3000
2023-05-06 | 2163.8222 | 911.475 | 1 | 3001
2023-05-06 01:00 | 2063.437 | 857.965 | 1 | 3002
2023-05-06 02:00 | 2008.6815 | 821.9475 | 1 | 3003
2023-05-06 03:00 | 1955.8815 | 791.2425 | 1 | 3004
2023-05-06 04:00 | 1926.8741 | 775.735 | 1 | 3005
2023-05-06 05:00 | 1925.8963 | 778.805 | 1 | 3006
2023-05-06 06:00 | 2033.7778 | 824.675 | 1 | 3007
2023-05-06 07:00 | 2144.2667 | 870.93 | 1 | 3008
2023-05-06 08:00 | 2336.8889 | 922.02 | 1 | 3009
2023-05-06 09:00 | 2547.763 | 927.4925 | 1 | 3010
2023-05-06 10:00 | 2712.6815 | 983.97 | 1 | 3011
2023-05-06 11:00 | 2770.0444 | 950.325 | 1 | 3012
2023-05-06 12:00 | 2713.9852 | 900.28 | 1 | 3013
2023-05-06 13:00 | 2733.8667 | 860.3725 | 1 | 3014
2023-05-06 14:00 | 2892.5926 | 921.6075 | 1 | 3015
2023-05-06 15:00 | 2779.4963 | 966.1975 | 1 | 3016
2023-05-06 16:00 | 2767.763 | 972.74 | 1 | 3017
2023-05-06 17:00 | 2719.8519 | 947.645 | 1 | 3018
2023-05-06 18:00 | 2663.1407 | 946.8075 | 1 | 3019
2023-05-06 19:00 | 2571.2296 | 1022.4975 | 1 | 3020
2023-05-06 20:00 | 2411.5259 | 1034.175 | 1 | 3021
2023-05-06 21:00 | 2330.6963 | 1001.2675 | 1 | 3022
2023-05-06 22:00 | 2350.9037 | 936.365 | 1 | 3023
2023-05-06 23:00 | 2344.7111 | 985.5475 | 1 | 3024
2023-05-07 | 2255.5595 | 882.8425 | 1 | 3025
2023-05-07 01:00 | 2190.9002 | 857.1 | 1 | 3026
2023-05-07 02:00 | 2045.9498 | 837.635 | 1 | 3027
2023-05-07 03:00 | 2076.7192 | 783.3375 | 1 | 3028
2023-05-07 04:00 | 2047.863 | 772.84 | 1 | 3029
2023-05-07 05:00 | 2070.3589 | 744.4675 | 1 | 3030
2023-05-07 06:00 | 1975.5075 | 777.4125 | 1 | 3031
2023-05-07 07:00 | 2031.7901 | 713.61 | 1 | 3032
2023-05-07 08:00 | 2079.2735 | 707.31 | 1 | 3033
2023-05-07 09:00 | 2072.2397 | 718.5525 | 1 | 3034
2023-05-07 10:00 | 2310.8383 | 709.9125 | 1 | 3035
2023-05-07 11:00 | 2327.63 | 732.7075 | 1 | 3036
2023-05-07 12:00 | 2299.7438 | 727.925 | 1 | 3037
2023-05-07 13:00 | 2309.9613 | 774.4775 | 1 | 3038
2023-05-07 14:00 | 2386.3506 | 811.55 | 1 | 3039
2023-05-07 15:00 | 2360.3415 | 784.1425 | 1 | 3040
2023-05-07 16:00 | 2284.0237 | 772.935 | 1 | 3041
2023-05-07 17:00 | 2241.1319 | 795.5725 | 1 | 3042
2023-05-07 18:00 | 2340.7348 | 699.9575 | 1 | 3043
2023-05-07 19:00 | 2376.8474 | 748.905 | 1 | 3044
2023-05-07 20:00 | 2396.9896 | 829.0375 | 1 | 3045
2023-05-07 21:00 | 2400.7052 | 879.525 | 1 | 3046
2023-05-07 22:00 | 2469.8015 | 819.95 | 1 | 3047
2023-05-07 23:00 | 2502.3289 | 860.53 | 1 | 3048
2023-05-08 | 2448.638 | 875.6625 | 1 | 3049
2023-05-08 01:00 | 2343.6291 | 784.2975 | 1 | 3050
2023-05-08 02:00 | 2259.7246 | 758.4975 | 1 | 3051
2023-05-08 03:00 | 2153.4747 | 652.66 | 1 | 3052
2023-05-08 04:00 | 2129.5726 | 685.59 | 1 | 3053
2023-05-08 05:00 | 2155.1974 | 684.9125 | 1 | 3054
2023-05-08 06:00 | 2137.2645 | 820.6525 | 1 | 3055
2023-05-08 07:00 | 2236.1782 | 872.885 | 1 | 3056
2023-05-08 08:00 | 2431.1432 | 907.4525 | 1 | 3057
2023-05-08 09:00 | 2653.7567 | 955.3325 | 1 | 3058
2023-05-08 10:00 | 2783.4309 | 1075.44 | 1 | 3059
2023-05-08 11:00 | 2913.7426 | 1118.475 | 1 | 3060
2023-05-08 12:00 | 2886.1497 | 1091.325 | 1 | 3061
2023-05-08 13:00 | 2988.4739 | 1060.845 | 1 | 3062
2023-05-08 14:00 | 3132.7209 | 1157.4675 | 1 | 3063
2023-05-08 15:00 | 3116.9785 | 1162.9275 | 1 | 3064
2023-05-08 16:00 | 3114.8415 | 1209.19 | 1 | 3065
2023-05-08 17:00 | 2966.8385 | 1194.2275 | 1 | 3066
2023-05-08 18:00 | 2961.8193 | 1103.21 | 1 | 3067
2023-05-08 19:00 | 2873.1348 | 1067.45 | 1 | 3068
2023-05-08 20:00 | 2732.2045 | 1116.8325 | 1 | 3069
2023-05-08 21:00 | 2684.88 | 1126.705 | 1 | 3070
2023-05-08 22:00 | 2773.2711 | 1084.01 | 1 | 3071
2023-05-08 23:00 | 2721.6119 | 1076.795 | 1 | 3072
2023-05-09 | 2656.1551 | 1010.3125 | 1 | 3073
2023-05-09 01:00 | 2538.3698 | 961.205 | 1 | 3074
2023-05-09 02:00 | 2433.378 | 917.81 | 1 | 3075
2023-05-09 03:00 | 2342.1533 | 886.975 | 1 | 3076
2023-05-09 04:00 | 2288.3963 | 854.695 | 1 | 3077
2023-05-09 05:00 | 2296.9426 | 812.135 | 1 | 3078
2023-05-09 06:00 | 2240.3549 | 901.04 | 1 | 3079
2023-05-09 07:00 | 2283.1116 | 913.07 | 1 | 3080
2023-05-09 08:00 | 2464.8113 | 965.865 | 1 | 3081
2023-05-09 09:00 | 2696.9419 | 1069.01 | 1 | 3082
2023-05-09 10:00 | 2801.1939 | 1115.6675 | 1 | 3083
2023-05-09 11:00 | 2964.0656 | 1091.375 | 1 | 3084
2023-05-09 12:00 | 2852.7749 | 1065.9025 | 1 | 3085
2023-05-09 13:00 | 2942.6487 | 1014.42 | 1 | 3086
2023-05-09 14:00 | 2961.9683 | 1066.4775 | 1 | 3087
2023-05-09 15:00 | 3117.5978 | 1131.7525 | 1 | 3088
2023-05-09 16:00 | 3113.4726 | 1162.1 | 1 | 3089
2023-05-09 17:00 | 2947.837 | 1167.185 | 1 | 3090
2023-05-09 18:00 | 2921.4697 | 1061.6975 | 1 | 3091
2023-05-09 19:00 | 2801.0074 | 1079.115 | 1 | 3092
2023-05-09 20:00 | 2646.6163 | 1081.8025 | 1 | 3093
2023-05-09 21:00 | 2639.12 | 1103.3875 | 1 | 3094
2023-05-09 22:00 | 2615.7511 | 1090.37 | 1 | 3095
2023-05-09 23:00 | 2721.1882 | 1103.5925 | 1 | 3096
2023-05-10 | 2650.0603 | 1008.195 | 1 | 3097
2023-05-10 01:00 | 2524.6483 | 968.28 | 1 | 3098
2023-05-10 02:00 | 2413.6594 | 920.915 | 1 | 3099
2023-05-10 03:00 | 2334.331 | 874.665 | 1 | 3100
2023-05-10 04:00 | 2232.7282 | 836.5025 | 1 | 3101
2023-05-10 05:00 | 2198.4477 | 836.3775 | 1 | 3102
2023-05-10 06:00 | 2216.823 | 896.09 | 1 | 3103
2023-05-10 07:00 | 2288.0982 | 924.3775 | 1 | 3104
2023-05-10 08:00 | 2477.3595 | 939.5775 | 1 | 3105
2023-05-10 09:00 | 2728.3285 | 1016.995 | 1 | 3106
2023-05-10 10:00 | 2890.5301 | 1091.0625 | 1 | 3107
2023-05-10 11:00 | 2916.1219 | 1075.0625 | 1 | 3108
2023-05-10 12:00 | 2887.3882 | 1066.335 | 1 | 3109
2023-05-10 13:00 | 3040.1006 | 1056.71 | 1 | 3110
2023-05-10 14:00 | 3185.8469 | 1090.87 | 1 | 3111
2023-05-10 15:00 | 3210.4867 | 1138.51 | 1 | 3112
2023-05-10 16:00 | 3194.0089 | 1179.0025 | 1 | 3113
2023-05-10 17:00 | 3062.4652 | 1198.2175 | 1 | 3114
2023-05-10 18:00 | 2930.9215 | 1075.2375 | 1 | 3115
2023-05-10 19:00 | 2858.8919 | 1124.9675 | 1 | 3116
2023-05-10 20:00 | 2693.4519 | 1141.7 | 1 | 3117
2023-05-10 21:00 | 2674.7437 | 1125.785 | 1 | 3118
2023-05-10 22:00 | 2751.7926 | 1088.3625 | 1 | 3119
2023-05-10 23:00 | 2818.9334 | 1116.125 | 1 | 3120
2023-05-11 | 2721.4391 | 1034.245 | 1 | 3121
2023-05-11 01:00 | 2619.1016 | 961.6275 | 1 | 3122
2023-05-11 02:00 | 2520.76 | 936.5125 | 1 | 3123
2023-05-11 03:00 | 2459.0948 | 877.3375 | 1 | 3124
2023-05-11 04:00 | 2420.3976 | 864.24 | 1 | 3125
2023-05-11 05:00 | 2308.7419 | 853.8775 | 1 | 3126
2023-05-11 06:00 | 2166.4361 | 914.515 | 1 | 3127
2023-05-11 07:00 | 2318.8652 | 935.6 | 1 | 3128
2023-05-11 08:00 | 2434.6634 | 945.97 | 1 | 3129
2023-05-11 09:00 | 2805.6388 | 1062.9575 | 1 | 3130
2023-05-11 10:00 | 3012.165 | 1117.675 | 1 | 3131
2023-05-11 11:00 | 3048.9034 | 1123.175 | 1 | 3132
2023-05-11 12:00 | 2960.395 | 1015.4075 | 1 | 3133
2023-05-11 13:00 | 3127.4483 | 1048.0325 | 1 | 3134
2023-05-11 14:00 | 3288.1884 | 1143.4125 | 1 | 3135
2023-05-11 15:00 | 3198.7544 | 1168.69 | 1 | 3136
2023-05-11 16:00 | 3278.7496 | 1175.9675 | 1 | 3137
2023-05-11 17:00 | 3147.0756 | 1159.325 | 1 | 3138
2023-05-11 18:00 | 3107.443 | 1108.3525 | 1 | 3139
2023-05-11 19:00 | 2928.64 | 1123.15 | 1 | 3140
2023-05-11 20:00 | 2858.1748 | 1134.2825 | 1 | 3141
2023-05-11 21:00 | 2848.7881 | 1193.05 | 1 | 3142
2023-05-11 22:00 | 2952.3674 | 1093.655 | 1 | 3143
2023-05-11 23:00 | 2897.4163 | 1159.6125 | 1 | 3144
2023-05-12 | 2868.1058 | 1090.8075 | 1 | 3145
2023-05-12 01:00 | 2788.0616 | 992.7125 | 1 | 3146
2023-05-12 02:00 | 2608.7274 | 968.1925 | 1 | 3147
2023-05-12 03:00 | 2516.6859 | 911.04 | 1 | 3148
2023-05-12 04:00 | 2446.211 | 867.0475 | 1 | 3149
2023-05-12 05:00 | 2371.7108 | 859.3725 | 1 | 3150
2023-05-12 06:00 | 2295.6006 | 918.395 | 1 | 3151
2023-05-12 07:00 | 2454.3526 | 899.5175 | 1 | 3152
2023-05-12 08:00 | 2565.6856 | 936.7725 | 1 | 3153
2023-05-12 09:00 | 2845.141 | 1073.885 | 1 | 3154
2023-05-12 10:00 | 3039.9013 | 1185.18 | 1 | 3155
2023-05-12 11:00 | 3106.853 | 1127.305 | 1 | 3156
2023-05-12 12:00 | 3070.1342 | 1086.925 | 1 | 3157
2023-05-12 13:00 | 3169.9164 | 1123.085 | 1 | 3158
2023-05-12 14:00 | 3385.4447 | 1230.255 | 1 | 3159
2023-05-12 15:00 | 3406.6951 | 1239.0225 | 1 | 3160
2023-05-12 16:00 | 3372.0622 | 1271.265 | 1 | 3161
2023-05-12 17:00 | 3213.2711 | 1196.8975 | 1 | 3162
2023-05-12 18:00 | 3097.0785 | 1108.9125 | 1 | 3163
2023-05-12 19:00 | 3024.1363 | 1147.5625 | 1 | 3164
2023-05-12 20:00 | 2792.957 | 1178.28 | 1 | 3165
2023-05-12 21:00 | 2723.9911 | 1222.4475 | 1 | 3166
2023-05-12 22:00 | 2851.0044 | 1195.5425 | 1 | 3167
2023-05-12 23:00 | 3003.0815 | 1232.3375 | 1 | 3168
2023-05-13 | 2913.4519 | 1145.9375 | 1 | 3169
2023-05-13 01:00 | 2835.5556 | 1082.7025 | 1 | 3170
2023-05-13 02:00 | 2709.7481 | 1030.985 | 1 | 3171
2023-05-13 03:00 | 2578.7259 | 991.6925 | 1 | 3172
2023-05-13 04:00 | 2558.5185 | 954.4375 | 1 | 3173
2023-05-13 05:00 | 2442.8148 | 919.32 | 1 | 3174
2023-05-13 06:00 | 2398.4889 | 976.3075 | 1 | 3175
2023-05-13 07:00 | 2435.9704 | 942.45 | 1 | 3176
2023-05-13 08:00 | 2400.7704 | 941.6425 | 1 | 3177
2023-05-13 09:00 | 2610.3407 | 1036.9275 | 1 | 3178
2023-05-13 10:00 | 2951.2593 | 1111.695 | 1 | 3179
2023-05-13 11:00 | 3058.4889 | 1104.375 | 1 | 3180
2023-05-13 12:00 | 2957.4519 | 1078.5825 | 1 | 3181
2023-05-13 13:00 | 3094.6667 | 1093.31 | 1 | 3182
2023-05-13 14:00 | 3241.6593 | 1187.7025 | 1 | 3183
2023-05-13 15:00 | 3376.5926 | 1213.8175 | 1 | 3184
2023-05-13 16:00 | 3348.237 | 1242.7425 | 1 | 3185
2023-05-13 17:00 | 3191.4667 | 1209.5775 | 1 | 3186
2023-05-13 18:00 | 3090.4296 | 1085.82 | 1 | 3187
2023-05-13 19:00 | 2979.9407 | 1082.2975 | 1 | 3188
2023-05-13 20:00 | 2850.2222 | 1133.365 | 1 | 3189
2023-05-13 21:00 | 2805.5704 | 1148.2725 | 1 | 3190
2023-05-13 22:00 | 2870.7556 | 1132.5075 | 1 | 3191
2023-05-13 23:00 | 3047.7333 | 1187.8975 | 1 | 3192
2023-05-14 | 2721.4391 | 1088.1175 | 1 | 3193
2023-05-14 01:00 | 2619.1016 | 1070.44 | 1 | 3194
2023-05-14 02:00 | 2520.76 | 966.78 | 1 | 3195
2023-05-14 03:00 | 2459.0948 | 965.1575 | 1 | 3196
2023-05-14 04:00 | 2420.3976 | 924.04 | 1 | 3197
2023-05-14 05:00 | 2308.7419 | 907.96 | 1 | 3198
2023-05-14 06:00 | 2166.4361 | 874.735 | 1 | 3199
2023-05-14 07:00 | 2318.8652 | 812.11 | 1 | 3200
2023-05-14 08:00 | 2434.6634 | 757.85 | 1 | 3201
2023-05-14 09:00 | 2805.6388 | 726.7025 | 1 | 3202
2023-05-14 10:00 | 3012.165 | 785.66 | 1 | 3203
2023-05-14 11:00 | 3048.9034 | 787.1025 | 1 | 3204
2023-05-14 12:00 | 2960.395 | 802.225 | 1 | 3205
2023-05-14 13:00 | 3127.4483 | 845.555 | 1 | 3206
2023-05-14 14:00 | 3288.1884 | 912.2775 | 1 | 3207
2023-05-14 15:00 | 3198.7544 | 921.1325 | 1 | 3208
2023-05-14 16:00 | 3278.7496 | 958.2475 | 1 | 3209
2023-05-14 17:00 | 3147.0756 | 895.2175 | 1 | 3210
2023-05-14 18:00 | 3107.443 | 805.3075 | 1 | 3211
2023-05-14 19:00 | 2928.64 | 742.6125 | 1 | 3212
2023-05-14 20:00 | 2858.1748 | 889.3675 | 1 | 3213
2023-05-14 21:00 | 2848.7881 | 972.9875 | 1 | 3214
2023-05-14 22:00 | 2952.3674 | 1001.3275 | 1 | 3215
2023-05-14 23:00 | 2897.4163 | 1064.13 | 1 | 3216
2023-05-15 | 2889.0944 | 991.61 | 1 | 3217
2023-05-15 01:00 | 2753.0572 | 923.515 | 1 | 3218
2023-05-15 02:00 | 2659.2772 | 893.7175 | 1 | 3219
2023-05-15 03:00 | 2551.0718 | 859.62 | 1 | 3220
2023-05-15 04:00 | 2479.78 | 820.595 | 1 | 3221
2023-05-15 05:00 | 2419.3603 | 789.93 | 1 | 3222
2023-05-15 06:00 | 2349.0838 | 883.26 | 1 | 3223
2023-05-15 07:00 | 2410.6464 | 923.67 | 1 | 3224
2023-05-15 08:00 | 2538.3728 | 970.2525 | 1 | 3225
2023-05-15 09:00 | 2786.2782 | 1044.8425 | 1 | 3226
2023-05-15 10:00 | 3060.5331 | 1213.145 | 1 | 3227
2023-05-15 11:00 | 3228.4241 | 1074.7075 | 1 | 3228
2023-05-15 12:00 | 3242.5171 | 1236.595 | 1 | 3229
2023-05-15 13:00 | 3415.0458 | 1237.935 | 1 | 3230
2023-05-15 14:00 | 3582.3683 | 1286.3825 | 1 | 3231
2023-05-15 15:00 | 3566.7237 | 1388.9025 | 1 | 3232
2023-05-15 16:00 | 3522.2815 | 1412.3475 | 1 | 3233
2023-05-15 17:00 | 3331.7452 | 1292.3975 | 1 | 3234
2023-05-15 18:00 | 3148.5748 | 1167.38 | 1 | 3235
2023-05-15 19:00 | 3044.4089 | 1145.17 | 1 | 3236
2023-05-15 20:00 | 2897.9378 | 1238.47 | 1 | 3237
2023-05-15 21:00 | 2915.5378 | 1161.775 | 1 | 3238
2023-05-15 22:00 | 3029.4815 | 984.525 | 1 | 3239
2023-05-15 23:00 | 3106.0089 | 1087.045 | 1 | 3240
2023-05-16 | 2979.7017 | 1099.6675 | 1 | 3241
2023-05-16 01:00 | 2916.1505 | 997.58 | 1 | 3242
2023-05-16 02:00 | 2839.5794 | 963.9 | 1 | 3243
2023-05-16 03:00 | 2731.4392 | 920.5425 | 1 | 3244
2023-05-16 04:00 | 2648.9356 | 891.235 | 1 | 3245
2023-05-16 05:00 | 2538.6492 | 880.4325 | 1 | 3246
2023-05-16 06:00 | 2454.8793 | 901.2025 | 1 | 3247
2023-05-16 07:00 | 2611.2864 | 958.895 | 1 | 3248
2023-05-16 08:00 | 2709.9402 | 991.695 | 1 | 3249
2023-05-16 09:00 | 3059.1434 | 1065.2275 | 1 | 3250
2023-05-16 10:00 | 3254.785 | 1225.625 | 1 | 3251
2023-05-16 11:00 | 3369.4848 | 1183.85 | 1 | 3252
2023-05-16 12:00 | 3315.7853 | 1207.7825 | 1 | 3253
2023-05-16 13:00 | 3460.0236 | 1191.175 | 1 | 3254
2023-05-16 14:00 | 3626.4335 | 1235.67 | 1 | 3255
2023-05-16 15:00 | 3686.3385 | 1331.6925 | 1 | 3256
2023-05-16 16:00 | 3527.6267 | 1383.245 | 1 | 3257
2023-05-16 17:00 | 3388 | 1343.7575 | 1 | 3258
2023-05-16 18:00 | 3204.3733 | 1246.3 | 1 | 3259
2023-05-16 19:00 | 3111.7452 | 1202.5225 | 1 | 3260
2023-05-16 20:00 | 2969.3156 | 1246.3475 | 1 | 3261
2023-05-16 21:00 | 2981.3748 | 1307.3 | 1 | 3262
2023-05-16 22:00 | 3055.8815 | 1281.0375 | 1 | 3263
2023-05-16 23:00 | 3134.8208 | 1346.4225 | 1 | 3264
2023-05-17 | 3028.5254 | 1259.24 | 1 | 3265
2023-05-17 01:00 | 2925.7328 | 1200.8175 | 1 | 3266
2023-05-17 02:00 | 2774.9809 | 1181.015 | 1 | 3267
2023-05-17 03:00 | 2716.9029 | 1131.2125 | 1 | 3268
2023-05-17 04:00 | 2632.5741 | 1089.7625 | 1 | 3269
2023-05-17 05:00 | 2533.2389 | 1073.645 | 1 | 3270
2023-05-17 06:00 | 2507.4186 | 1111.57 | 1 | 3271
2023-05-17 07:00 | 2493.1056 | 1094.0625 | 1 | 3272
2023-05-17 08:00 | 2623.5698 | 1036.985 | 1 | 3273
2023-05-17 09:00 | 3003.8663 | 1116.51 | 1 | 3274
2023-05-17 10:00 | 3241.9435 | 1189.255 | 1 | 3275
2023-05-17 11:00 | 3338.0004 | 1216.8375 | 1 | 3276
2023-05-17 12:00 | 3272.7631 | 1258.8325 | 1 | 3277
2023-05-17 13:00 | 3420.2606 | 1250.22 | 1 | 3278
2023-05-17 14:00 | 3594.232 | 1367.3925 | 1 | 3279
2023-05-17 15:00 | 3499.6481 | 1371.795 | 1 | 3280
2023-05-17 16:00 | 3191.923 | 1401.405 | 1 | 3281
2023-05-17 17:00 | 3172.6934 | 1304.9625 | 1 | 3282
2023-05-17 18:00 | 3094.2756 | 1156.27 | 1 | 3283
2023-05-17 19:00 | 3027.0696 | 1163.015 | 1 | 3284
2023-05-17 20:00 | 2823.8874 | 1170.7375 | 1 | 3285
2023-05-17 21:00 | 2860.3259 | 1233.0875 | 1 | 3286
2023-05-17 22:00 | 2997.9971 | 1202.9125 | 1 | 3287
2023-05-17 23:00 | 3008.7526 | 1252.0525 | 1 | 3288
2023-05-18 | 2946.5877 | 1124.315 | 1 | 3289
2023-05-18 01:00 | 2831.3446 | 1013.84 | 1 | 3290
2023-05-18 02:00 | 2719.8343 | 952.1225 | 1 | 3291
2023-05-18 03:00 | 2659.8659 | 859.8825 | 1 | 3292
2023-05-18 04:00 | 2600.6986 | 769.9425 | 1 | 3293
2023-05-18 05:00 | 2502.7322 | 800.845 | 1 | 3294
2023-05-18 06:00 | 2481.1489 | 812.13 | 1 | 3295
2023-05-18 07:00 | 2537.3012 | 860.1675 | 1 | 3296
2023-05-18 08:00 | 2688.3639 | 946.5175 | 1 | 3297
2023-05-18 09:00 | 3008.69 | 1053.45 | 1 | 3298
2023-05-18 10:00 | 3265.8665 | 1115.6475 | 1 | 3299
2023-05-18 11:00 | 3307.2981 | 1159.8175 | 1 | 3300
2023-05-18 12:00 | 3308.4845 | 1164.675 | 1 | 3301
2023-05-18 13:00 | 3397.7717 | 1165.3025 | 1 | 3302
2023-05-18 14:00 | 3558.4454 | 1207.43 | 1 | 3303
2023-05-18 15:00 | 3569.3311 | 1306.825 | 1 | 3304
2023-05-18 16:00 | 3475.8045 | 1336.0375 | 1 | 3305
2023-05-18 17:00 | 3323.0104 | 1267.8925 | 1 | 3306
2023-05-18 18:00 | 3164.1541 | 1169.98 | 1 | 3307
2023-05-18 19:00 | 3059.7926 | 1140.765 | 1 | 3308
2023-05-18 20:00 | 2905.8904 | 1218.2075 | 1 | 3309
2023-05-18 21:00 | 2905.4993 | 1229.57 | 1 | 3310
2023-05-18 22:00 | 3052.3615 | 1185.97 | 1 | 3311
2023-05-18 23:00 | 3084.1719 | 1219.725 | 1 | 3312
2023-05-19 | 2989.4154 | 1141.7475 | 1 | 3313
2023-05-19 01:00 | 2891.3801 | 1131.505 | 1 | 3314
2023-05-19 02:00 | 2781.6963 | 1074.57 | 1 | 3315
2023-05-19 03:00 | 2683.9185 | 1023.99 | 1 | 3316
2023-05-19 04:00 | 2608.6524 | 995.6 | 1 | 3317
2023-05-19 05:00 | 2488.1316 | 959.9525 | 1 | 3318
2023-05-19 06:00 | 2514.2643 | 1003.8025 | 1 | 3319
2023-05-19 07:00 | 2522.243 | 1006.8575 | 1 | 3320
2023-05-19 08:00 | 2695.4041 | 979.5925 | 1 | 3321
2023-05-19 09:00 | 2998.7173 | 1011.3675 | 1 | 3322
2023-05-19 10:00 | 3258.1087 | 1044.43 | 1 | 3323
2023-05-19 11:00 | 3347.1908 | 1172.0575 | 1 | 3324
2023-05-19 12:00 | 3325.1061 | 1208.1275 | 1 | 3325
2023-05-19 13:00 | 3404.4201 | 1208.2425 | 1 | 3326
2023-05-19 14:00 | 3608.5084 | 1269.7375 | 1 | 3327
2023-05-19 15:00 | 3609.6166 | 1306.235 | 1 | 3328
2023-05-19 16:00 | 3486.56 | 1319.2575 | 1 | 3329
2023-05-19 17:00 | 3251.5022 | 1302.4625 | 1 | 3330
2023-05-19 18:00 | 2729.9556 | 1202.5825 | 1 | 3331
2023-05-19 19:00 | 2821.6059 | 1107.14 | 1 | 3332
2023-05-19 20:00 | 2930.6607 | 1193.7725 | 1 | 3333
2023-05-19 21:00 | 2783.1467 | 1245.405 | 1 | 3334
2023-05-19 22:00 | 3014.2933 | 1196.68 | 1 | 3335
2023-05-19 23:00 | 3075.2415 | 1224.56 | 1 | 3336
2023-05-20 | 2919.4163 | 1158.2 | 1 | 3337
2023-05-20 01:00 | 2820.237 | 1106.695 | 1 | 3338
2023-05-20 02:00 | 2745.6326 | 1048.61 | 1 | 3339
2023-05-20 03:00 | 2659.6533 | 1018.775 | 1 | 3340
2023-05-20 04:00 | 2592.5126 | 966.9025 | 1 | 3341
2023-05-20 05:00 | 2425.3126 | 899.965 | 1 | 3342
2023-05-20 06:00 | 2461.8815 | 907.9525 | 1 | 3343
2023-05-20 07:00 | 2466.0859 | 886.195 | 1 | 3344
2023-05-20 08:00 | 2563.1141 | 969.22 | 1 | 3345
2023-05-20 09:00 | 2840.9333 | 1045.3875 | 1 | 3346
2023-05-20 10:00 | 3065.9526 | 1124.8825 | 1 | 3347
2023-05-20 11:00 | 3246.157 | 1168.4975 | 1 | 3348
2023-05-20 12:00 | 3251.9585 | 1196.99 | 1 | 3349
2023-05-20 13:00 | 3331.9081 | 1175.0925 | 1 | 3350
2023-05-20 14:00 | 3507.8756 | 1241.815 | 1 | 3351
2023-05-20 15:00 | 3599.7867 | 1290.505 | 1 | 3352
2023-05-20 16:00 | 3549.757 | 1294.1725 | 1 | 3353
2023-05-20 17:00 | 3366.4889 | 1253.075 | 1 | 3354
2023-05-20 18:00 | 2787.6119 | 1141.19 | 1 | 3355
2023-05-20 19:00 | 2297.0281 | 1080.295 | 1 | 3356
2023-05-20 20:00 | 2554.5748 | 1161.3225 | 1 | 3357
2023-05-20 21:00 | 2607.603 | 1227.7975 | 1 | 3358
2023-05-20 22:00 | 2697.9496 | 1188.6325 | 1 | 3359
2023-05-20 23:00 | 2824.6044 | 1233.385 | 1 | 3360
2023-05-21 | 2792.5551 | 1175.325 | 1 | 3361
2023-05-21 01:00 | 2712.5772 | 1145.225 | 1 | 3362
2023-05-21 02:00 | 2647.7394 | 1074.9825 | 1 | 3363
2023-05-21 03:00 | 2542.7933 | 1026.2175 | 1 | 3364
2023-05-21 04:00 | 2496.7934 | 986.69 | 1 | 3365
2023-05-21 05:00 | 2392.83 | 926.8825 | 1 | 3366
2023-05-21 06:00 | 2275.4245 | 902.645 | 1 | 3367
2023-05-21 07:00 | 2381.0523 | 872.445 | 1 | 3368
2023-05-21 08:00 | 2263.4217 | 928.92 | 1 | 3369
2023-05-21 09:00 | 2411.5286 | 942.64 | 1 | 3370
2023-05-21 10:00 | 2489.185 | 966.4925 | 1 | 3371
2023-05-21 11:00 | 2617.5085 | 996.5425 | 1 | 3372
2023-05-21 12:00 | 2625.3438 | 968.2925 | 1 | 3373
2023-05-21 13:00 | 2716.1954 | 1018.4325 | 1 | 3374
2023-05-21 14:00 | 2852.2291 | 1170.0125 | 1 | 3375
2023-05-21 15:00 | 2878.2378 | 1287.0625 | 1 | 3376
2023-05-21 16:00 | 2731.3245 | 1253.6475 | 1 | 3377
2023-05-21 17:00 | 1628.8474 | 1192.39 | 1 | 3378
2023-05-21 18:00 | 1969.2445 | 1094.74 | 1 | 3379
2023-05-21 19:00 | 1767.5615 | 961.495 | 1 | 3380
2023-05-21 20:00 | 2002.2282 | 1016.045 | 1 | 3381
2023-05-21 21:00 | 2247.6504 | 1132.8225 | 1 | 3382
2023-05-21 22:00 | 2472.8652 | 1188.9175 | 1 | 3383
2023-05-21 23:00 | 2553.8904 | 1215.855 | 1 | 3384
2023-05-22 | 2421.7166 | 1198.2875 | 1 | 3385
2023-05-22 01:00 | 2347.5402 | 1128.8275 | 1 | 3386
2023-05-22 02:00 | 2248.1543 | 1073.1925 | 1 | 3387
2023-05-22 03:00 | 2211.2614 | 1039.5625 | 1 | 3388
2023-05-22 04:00 | 2148.5089 | 995.28 | 1 | 3389
2023-05-22 05:00 | 2068.9248 | 931.94 | 1 | 3390
2023-05-22 06:00 | 2028.1771 | 962.1275 | 1 | 3391
2023-05-22 07:00 | 2186.2138 | 997.865 | 1 | 3392
2023-05-22 08:00 | 2317.2647 | 1113.055 | 1 | 3393
2023-05-22 09:00 | 2604.8678 | 1225.8525 | 1 | 3394
2023-05-22 10:00 | 2759.7687 | 1310.4825 | 1 | 3395
2023-05-22 11:00 | 2924.1396 | 1306.7675 | 1 | 3396
2023-05-22 12:00 | 3015.6727 | 1381.4375 | 1 | 3397
2023-05-22 13:00 | 2914.4236 | 1394.6675 | 1 | 3398
2023-05-22 14:00 | 3237.5387 | 1429.8375 | 1 | 3399
2023-05-22 15:00 | 3315.3044 | 1514.3975 | 1 | 3400
2023-05-22 16:00 | 2945.1971 | 1492.115 | 1 | 3401
2023-05-22 17:00 | 2745.0785 | 1398.735 | 1 | 3402
2023-05-22 18:00 | 2845.5289 | 1289.755 | 1 | 3403
2023-05-22 19:00 | 2574.9452 | 1318.405 | 1 | 3404
2023-05-22 20:00 | 2624.2904 | 1322.325 | 1 | 3405
2023-05-22 21:00 | 2722.7852 | 1381.435 | 1 | 3406
2023-05-22 22:00 | 2898.5245 | 1386.0125 | 1 | 3407
2023-05-22 23:00 | 2862.6074 | 1398.16 | 1 | 3408
2023-05-23 | 2899.4914 | 1374.345 | 1 | 3409
2023-05-23 01:00 | 2734.8705 | 1338.93 | 1 | 3410
2023-05-23 02:00 | 2628.4772 | 1270.9425 | 1 | 3411
2023-05-23 03:00 | 2512.9385 | 1246.3125 | 1 | 3412
2023-05-23 04:00 | 2468.0141 | 1180.215 | 1 | 3413
2023-05-23 05:00 | 2377.5114 | 1137.0725 | 1 | 3414
2023-05-23 06:00 | 2353.1578 | 1150.7375 | 1 | 3415
2023-05-23 07:00 | 2364.756 | 1150.7725 | 1 | 3416
2023-05-23 08:00 | 2592.998 | 1220.5925 | 1 | 3417
2023-05-23 09:00 | 2884.8056 | 1345.3975 | 1 | 3418
2023-05-23 10:00 | 3073.7005 | 1439.1875 | 1 | 3419
2023-05-23 11:00 | 3220.1782 | 1459.89 | 1 | 3420
2023-05-23 12:00 | 3206.8608 | 1475.5875 | 1 | 3421
2023-05-23 13:00 | 3311.988 | 1525.8475 | 1 | 3422
2023-05-23 14:00 | 3477.8439 | 1578.1125 | 1 | 3423
2023-05-23 15:00 | 3498.1489 | 1622.6725 | 1 | 3424
2023-05-23 16:00 | 3339.7304 | 1566.4675 | 1 | 3425
2023-05-23 17:00 | 3187.9467 | 1225.3 | 1 | 3426
2023-05-23 18:00 | 3094.4711 | 1242.1025 | 1 | 3427
2023-05-23 19:00 | 3028.4711 | 1242.6725 | 1 | 3428
2023-05-23 20:00 | 2860.8148 | 1359.84 | 1 | 3429
2023-05-23 21:00 | 2858.5985 | 1301.8875 | 1 | 3430
2023-05-23 22:00 | 2974.1393 | 1406.16 | 1 | 3431
2023-05-23 23:00 | 3027.8845 | 1435.585 | 1 | 3432
2023-05-24 | 2883.8143 | 1253.08 | 1 | 3433
2023-05-24 01:00 | 2798.5239 | 1246.005 | 1 | 3434
2023-05-24 02:00 | 2653.3454 | 1253.045 | 1 | 3435
2023-05-24 03:00 | 2541.2614 | 1201.77 | 1 | 3436
2023-05-24 04:00 | 2483.6586 | 1168.105 | 1 | 3437
2023-05-24 05:00 | 2399.1529 | 1137.8125 | 1 | 3438
2023-05-24 06:00 | 2342.9237 | 1155.1025 | 1 | 3439
2023-05-24 07:00 | 2369.2212 | 1189.205 | 1 | 3440
2023-05-24 08:00 | 2581.1343 | 1223.9825 | 1 | 3441
2023-05-24 09:00 | 2902.8293 | 1315.6975 | 1 | 3442
2023-05-24 10:00 | 3152.8353 | 1314.0075 | 1 | 3443
2023-05-24 11:00 | 3248.1752 | 1324.24 | 1 | 3444
2023-05-24 12:00 | 3213.5423 | 1314.5 | 1 | 3445
2023-05-24 13:00 | 3247.1613 | 1275.985 | 1 | 3446
2023-05-24 14:00 | 3440.3624 | 1313.675 | 1 | 3447
2023-05-24 15:00 | 3511.0882 | 1382.885 | 1 | 3448
2023-05-24 16:00 | 3447.0904 | 1353.33 | 1 | 3449
2023-05-24 17:00 | 3314.243 | 1272.1675 | 1 | 3450
2023-05-24 18:00 | 3155.5822 | 1285.7625 | 1 | 3451
2023-05-24 19:00 | 3015.3037 | 1239.3175 | 1 | 3452
2023-05-24 20:00 | 2851.8193 | 1247.6575 | 1 | 3453
2023-05-24 21:00 | 2875.4815 | 1224.31 | 1 | 3454
2023-05-24 22:00 | 3017.0311 | 1194.72 | 1 | 3455
2023-05-24 23:00 | 3037.4341 | 1228.9575 | 1 | 3456
2023-05-25 | 3040.324 | 1113.9925 | 1 | 3457
2023-05-25 01:00 | 2910.0231 | 1152.61 | 1 | 3458
2023-05-25 02:00 | 2807.8994 | 1115.6525 | 1 | 3459
2023-05-25 03:00 | 2713.4481 | 1042.06 | 1 | 3460
2023-05-25 04:00 | 2609.5638 | 1020.5675 | 1 | 3461
2023-05-25 05:00 | 2495.627 | 977.84 | 1 | 3462
2023-05-25 06:00 | 2376.0052 | 1003.01 | 1 | 3463
2023-05-25 07:00 | 2389.9827 | 1074.2825 | 1 | 3464
2023-05-25 08:00 | 2530.0291 | 1122.465 | 1 | 3465
2023-05-25 09:00 | 2819.0011 | 1230.0675 | 1 | 3466
2023-05-25 10:00 | 3067.6383 | 1275.98 | 1 | 3467
2023-05-25 11:00 | 3173.7337 | 1233.9775 | 1 | 3468
2023-05-25 12:00 | 3112.0164 | 1198.94 | 1 | 3469
2023-05-25 13:00 | 3234.8739 | 1225.4525 | 1 | 3470
2023-05-25 14:00 | 3481.4617 | 1318.32 | 1 | 3471
2023-05-25 15:00 | 3478.3978 | 1357.415 | 1 | 3472
2023-05-25 16:00 | 3470.003 | 1403.385 | 1 | 3473
2023-05-25 17:00 | 3195.6385 | 1397.9925 | 1 | 3474
2023-05-25 18:00 | 3069.8963 | 1302.83 | 1 | 3475
2023-05-25 19:00 | 3000.8652 | 1149.09 | 1 | 3476
2023-05-25 20:00 | 2835.4904 | 1085.2 | 1 | 3477
2023-05-25 21:00 | 2918.1452 | 918.0625 | 1 | 3478
2023-05-25 22:00 | 3021.8548 | 1007.49 | 1 | 3479
2023-05-25 23:00 | 3103.5319 | 1010.2975 | 1 | 3480
2023-05-26 | 2997.8232 | 1021.0325 | 1 | 3481
2023-05-26 01:00 | 2889.8809 | 922.87 | 1 | 3482
2023-05-26 02:00 | 2743.8876 | 916.98 | 1 | 3483
2023-05-26 03:00 | 2650.3488 | 867.555 | 1 | 3484
2023-05-26 04:00 | 1944.9356 | 856.685 | 1 | 3485
2023-05-26 05:00 | 2301.1144 | 838.4125 | 1 | 3486
2023-05-26 06:00 | 2229.2734 | 874.7275 | 1 | 3487
2023-05-26 07:00 | 2332.8153 | 933.4225 | 1 | 3488
2023-05-26 08:00 | 2404.7432 | 1000.7275 | 1 | 3489
2023-05-26 09:00 | 2700.5597 | 1090.6675 | 1 | 3490
2023-05-26 10:00 | 3077.6768 | 1150.505 | 1 | 3491
2023-05-26 11:00 | 3167.5411 | 1160.495 | 1 | 3492
2023-05-26 12:00 | 3083.2045 | 1168.76 | 1 | 3493
2023-05-26 13:00 | 3168.8413 | 1131.6325 | 1 | 3494
2023-05-26 14:00 | 3408.3239 | 1227.3475 | 1 | 3495
2023-05-26 15:00 | 3434.3978 | 1207.01 | 1 | 3496
2023-05-26 16:00 | 3355.6682 | 1213.93 | 1 | 3497
2023-05-26 17:00 | 3241.5289 | 1228.8725 | 1 | 3498
2023-05-26 18:00 | 3112.1363 | 1220.1025 | 1 | 3499
2023-05-26 19:00 | 2986.6548 | 1189.235 | 1 | 3500
2023-05-26 20:00 | 2882.5541 | 1184.81 | 1 | 3501
2023-05-26 21:00 | 2875.7096 | 1169.3525 | 1 | 3502
2023-05-26 22:00 | 3018.5304 | 1206.825 | 1 | 3503
2023-05-26 23:00 | 3031.5674 | 1195.9575 | 1 | 3504
2023-05-27 | 3078.6637 | 1123.805 | 1 | 3505
2023-05-27 01:00 | 3006.7644 | 1097.125 | 1 | 3506
2023-05-27 02:00 | 2802.6044 | 1037.225 | 1 | 3507
2023-05-27 03:00 | 2681.0341 | 989.0325 | 1 | 3508
2023-05-27 04:00 | 2633.677 | 954.0225 | 1 | 3509
2023-05-27 05:00 | 2534.9215 | 944.485 | 1 | 3510
2023-05-27 06:00 | 2370.9156 | 624.7425 | 1 | 3511
2023-05-27 07:00 | 2519.7333 | 391.69 | 1 | 3512
2023-05-27 08:00 | 2558.4207 | 431.235 | 1 | 3513
2023-05-27 09:00 | 2748.3704 | 666.97 | 1 | 3514
2023-05-27 10:00 | 3072.5689 | 816.175 | 1 | 3515
2023-05-27 11:00 | 3114.8415 | 878.32 | 1 | 3516
2023-05-27 12:00 | 3180.2548 | 921.5675 | 1 | 3517
2023-05-27 13:00 | 3326.9867 | 970.195 | 1 | 3518
2023-05-27 14:00 | 3458.7259 | 1017.875 | 1 | 3519
2023-05-27 15:00 | 3551.9081 | 1059.27 | 1 | 3520
2023-05-27 16:00 | 3466.3526 | 1084.74 | 1 | 3521
2023-05-27 17:00 | 3247.363 | 1098.8325 | 1 | 3522
2023-05-27 18:00 | 3159.8193 | 1068.485 | 1 | 3523
2023-05-27 19:00 | 3071.4281 | 1029.095 | 1 | 3524
2023-05-27 20:00 | 2927.2385 | 1088.0875 | 1 | 3525
2023-05-27 21:00 | 2932.6489 | 1120.47 | 1 | 3526
2023-05-27 22:00 | 3095.4489 | 1085.4825 | 1 | 3527
2023-05-27 23:00 | 3137.917 | 1089.1025 | 1 | 3528
2023-05-28 | 3043.9092 | 1029.4875 | 1 | 3529
2023-05-28 01:00 | 2916.8676 | 995.385 | 1 | 3530
2023-05-28 02:00 | 2824.3261 | 936.6425 | 1 | 3531
2023-05-28 03:00 | 2693.0451 | 911.5475 | 1 | 3532
2023-05-28 04:00 | 2642.8734 | 875.4375 | 1 | 3533
2023-05-28 05:00 | 2558.3352 | 855.27 | 1 | 3534
2023-05-28 06:00 | 2467.0689 | 840.13 | 1 | 3535
2023-05-28 07:00 | 2477.4612 | 746.4375 | 1 | 3536
2023-05-28 08:00 | 2471.8839 | 691.1475 | 1 | 3537
2023-05-28 09:00 | 2494.9656 | 729.685 | 1 | 3538
2023-05-28 10:00 | 2602.6072 | 761.125 | 1 | 3539
2023-05-28 11:00 | 2653.6863 | 781.62 | 1 | 3540
2023-05-28 12:00 | 2697.1779 | 785.055 | 1 | 3541
2023-05-28 13:00 | 2693.1199 | 781.12 | 1 | 3542
2023-05-28 14:00 | 2815.9861 | 784.305 | 1 | 3543
2023-05-28 15:00 | 2867.2215 | 865.815 | 1 | 3544
2023-05-28 16:00 | 2592.2193 | 879.4775 | 1 | 3545
2023-05-28 17:00 | 2460.9363 | 864.6975 | 1 | 3546
2023-05-28 18:00 | 2511.52 | 828.0325 | 1 | 3547
2023-05-28 19:00 | 2610.2756 | 817.635 | 1 | 3548
2023-05-28 20:00 | 2653.8193 | 905.95 | 1 | 3549
2023-05-28 21:00 | 2704.7289 | 974.1875 | 1 | 3550
2023-05-28 22:00 | 2821.9319 | 907.1725 | 1 | 3551
2023-05-28 23:00 | 2911.2356 | 965.6125 | 1 | 3552
2023-05-29 | 636.6311 | 988.82 | 1 | 3553
2023-05-29 01:00 | 732.0296 | 943.4875 | 1 | 3554
2023-05-29 02:00 | 1046.0919 | 827.005 | 1 | 3555
2023-05-29 03:00 | 1477.683 | 763.68 | 1 | 3556
2023-05-29 04:00 | 1678.4859 | 725.4625 | 1 | 3557
2023-05-29 05:00 | 1741.1941 | 736.465 | 1 | 3558
2023-05-29 06:00 | 1810.1926 | 768.0225 | 1 | 3559
2023-05-29 07:00 | 1892.4237 | 867.4825 | 1 | 3560
2023-05-29 08:00 | 2026.8682 | 949.06 | 1 | 3561
2023-05-29 09:00 | 2281.123 | 1107.545 | 1 | 3562
2023-05-29 10:00 | 2687.6504 | 1184.19 | 1 | 3563
2023-05-29 11:00 | 2759.4519 | 1184.3775 | 1 | 3564
2023-05-29 12:00 | 2769.8163 | 1214.2325 | 1 | 3565
2023-05-29 13:00 | 2964.9482 | 1098.48 | 1 | 3566
2023-05-29 14:00 | 2992.4563 | 1024.575 | 1 | 3567
2023-05-29 15:00 | 3234.4748 | 884.7325 | 1 | 3568
2023-05-29 16:00 | 3244.9185 | 990.26 | 1 | 3569
2023-05-29 17:00 | 3055.36 | 1024.1975 | 1 | 3570
2023-05-29 18:00 | 2925.12 | 1076.05 | 1 | 3571
2023-05-29 19:00 | 2911.8548 | 1090.02 | 1 | 3572
2023-05-29 20:00 | 2769.0993 | 1089.8675 | 1 | 3573
2023-05-29 21:00 | 2758.8978 | 1086.2525 | 1 | 3574
2023-05-29 22:00 | 2816.4563 | 1098.5175 | 1 | 3575
2023-05-29 23:00 | 2812.3496 | 1154.345 | 1 | 3576
2023-05-30 | 2840.4662 | 1022.0025 | 1 | 3577
2023-05-30 01:00 | 2773.395 | 988.56 | 1 | 3578
2023-05-30 02:00 | 2656.8654 | 960.415 | 1 | 3579
2023-05-30 03:00 | 2582.9799 | 907.8875 | 1 | 3580
2023-05-30 04:00 | 2518.3371 | 860.1525 | 1 | 3581
2023-05-30 05:00 | 2454.6907 | 867.6225 | 1 | 3582
2023-05-30 06:00 | 2398.9504 | 863.1225 | 1 | 3583
2023-05-30 07:00 | 2410.1575 | 900.365 | 1 | 3584
2023-05-30 08:00 | 2544.9891 | 971.3025 | 1 | 3585
2023-05-30 09:00 | 2849.3774 | 1160.0175 | 1 | 3586
2023-05-30 10:00 | 3052.7761 | 1208.3025 | 1 | 3587
2023-05-30 11:00 | 3122.9545 | 1165.42 | 1 | 3588
2023-05-30 12:00 | 3076.8164 | 1182.13 | 1 | 3589
2023-05-30 13:00 | 3136.868 | 1169.2625 | 1 | 3590
2023-05-30 14:00 | 3349.6246 | 1243.8725 | 1 | 3591
2023-05-30 15:00 | 3408.6496 | 1215.1 | 1 | 3592
2023-05-30 16:00 | 3190.88 | 1255.7775 | 1 | 3593
2023-05-30 17:00 | 3112.6904 | 1252.235 | 1 | 3594
2023-05-30 18:00 | 3028.96 | 871.5775 | 1 | 3595
2023-05-30 19:00 | 2950.0533 | 867.09 | 1 | 3596
2023-05-30 20:00 | 2736.8652 | 986.85 | 1 | 3597
2023-05-30 21:00 | 2769.6533 | 1052.015 | 1 | 3598
2023-05-30 22:00 | 2870.5274 | 1005.125 | 1 | 3599
2023-05-30 23:00 | 2903.2504 | 1042.085 | 1 | 3600
2023-05-31 | 2827.8311 | 1007.2675 | 1 | 3601
2023-05-31 01:00 | 2749.6741 | 964.25 | 1 | 3602
2023-05-31 02:00 | 2638.8593 | 872.2675 | 1 | 3603
2023-05-31 03:00 | 2517.1585 | 832.6175 | 1 | 3604
2023-05-31 04:00 | 2426.6163 | 797.835 | 1 | 3605
2023-05-31 05:00 | 2356.8356 | 785.8375 | 1 | 3606
2023-05-31 06:00 | 2302.2104 | 797.165 | 1 | 3607
2023-05-31 07:00 | 2313.1941 | 876.2425 | 1 | 3608
2023-05-31 08:00 | 2444.2163 | 932.4 | 1 | 3609
2023-05-31 09:00 | 2732.2696 | 1020.01 | 1 | 3610
2023-05-31 10:00 | 2903.3156 | 1044.695 | 1 | 3611
2023-05-31 11:00 | 3063.8341 | 1101.9925 | 1 | 3612
2023-05-31 12:00 | 3027.3304 | 1089.4675 | 1 | 3613
2023-05-31 13:00 | 3060.9985 | 1086.6075 | 1 | 3614
2023-05-31 14:00 | 3280.4445 | 1122.43 | 1 | 3615
2023-05-31 15:00 | 3280.0859 | 1168.7825 | 1 | 3616
2023-05-31 16:00 | 3262.3882 | 1154.2525 | 1 | 3617
2023-05-31 17:00 | 3177.3541 | 1035.0975 | 1 | 3618
2023-05-31 18:00 | 3032.5778 | 1059.6475 | 1 | 3619
2023-05-31 19:00 | 2872.6459 | 1055.9675 | 1 | 3620
2023-05-31 20:00 | 2805.2119 | 1081.6475 | 1 | 3621
2023-05-31 21:00 | 2804.3645 | 1062.3525 | 1 | 3622
2023-05-31 22:00 | 2890.3763 | 1051.885 | 1 | 3623
2023-05-31 23:00 | 2959.9289 | 1044.45 | 1 | 3624
2023-06-01 | 2899.2958 | 979.205 | 1 | 3625
2023-06-01 01:00 | 2790.115 | 926.0125 | 1 | 3626
2023-06-01 02:00 | 2649.0757 | 891.48 | 1 | 3627
2023-06-01 03:00 | 2539.2407 | 852.8425 | 1 | 3628
2023-06-01 04:00 | 2519.4126 | 827.2375 | 1 | 3629
2023-06-01 05:00 | 2340.3885 | 823.33 | 1 | 3630
2023-06-01 06:00 | 2374.7993 | 852.1975 | 1 | 3631
2023-06-01 07:00 | 2374.8597 | 897.015 | 1 | 3632
2023-06-01 08:00 | 2501.8691 | 974.51 | 1 | 3633
2023-06-01 09:00 | 2863.0337 | 1081.55 | 1 | 3634
2023-06-01 10:00 | 3117.0487 | 1080.0325 | 1 | 3635
2023-06-01 11:00 | 3198.6671 | 1026.7125 | 1 | 3636
2023-06-01 12:00 | 3128.2475 | 1020.53 | 1 | 3637
2023-06-01 13:00 | 3216.231 | 1045.8725 | 1 | 3638
2023-06-01 14:00 | 3458.9402 | 1091.6575 | 1 | 3639
2023-06-01 15:00 | 3516.2052 | 1131.6025 | 1 | 3640
2023-06-01 16:00 | 3460.3882 | 1179.46 | 1 | 3641
2023-06-01 17:00 | 3288.4622 | 1209.01 | 1 | 3642
2023-06-01 18:00 | 3132.8652 | 1113.285 | 1 | 3643
2023-06-01 19:00 | 2993.9556 | 1082.405 | 1 | 3644
2023-06-01 20:00 | 2839.1734 | 1086.3325 | 1 | 3645
2023-06-01 21:00 | 2853.0904 | 1118.56 | 1 | 3646
2023-06-01 22:00 | 3010.2519 | 1086.11 | 1 | 3647
2023-06-01 23:00 | 3058.0652 | 1056.38 | 1 | 3648
2023-06-02 | 2988.0889 | 1029.7775 | 1 | 3649
2023-06-02 01:00 | 2906.9333 | 925.6675 | 1 | 3650
2023-06-02 02:00 | 2775.5852 | 888.285 | 1 | 3651
2023-06-02 03:00 | 2674.5481 | 862.21 | 1 | 3652
2023-06-02 04:00 | 2602.8444 | 845.1225 | 1 | 3653
2023-06-02 05:00 | 2467.2593 | 849.94 | 1 | 3654
2023-06-02 06:00 | 2426.1926 | 847.1225 | 1 | 3655
2023-06-02 07:00 | 2493.3333 | 929.6575 | 1 | 3656
2023-06-02 08:00 | 2533.4222 | 1025.8375 | 1 | 3657
2023-06-02 09:00 | 2892.5926 | 1109.02 | 1 | 3658
2023-06-02 10:00 | 3113.8963 | 1154.8275 | 1 | 3659
2023-06-02 11:00 | 3241.0074 | 1147.81 | 1 | 3660
2023-06-02 12:00 | 3259.9111 | 1126.005 | 1 | 3661
2023-06-02 13:00 | 3409.837 | 1107.035 | 1 | 3662
2023-06-02 14:00 | 3566.2815 | 1150.455 | 1 | 3663
2023-06-02 15:00 | 3580.6222 | 1215.6425 | 1 | 3664
2023-06-02 16:00 | 3555.5259 | 1241.0825 | 1 | 3665
2023-06-02 17:00 | 3438.1926 | 1217.6975 | 1 | 3666
2023-06-02 18:00 | 3177.4519 | 1134.665 | 1 | 3667
2023-06-02 19:00 | 3185.2741 | 1128.7725 | 1 | 3668
2023-06-02 20:00 | 3049.363 | 1193.675 | 1 | 3669
2023-06-02 21:00 | 3021.3333 | 1196.3225 | 1 | 3670
2023-06-02 22:00 | 3150.0741 | 1140.35 | 1 | 3671
2023-06-02 23:00 | 3183.9704 | 1184.0575 | 1 | 3672
2023-06-03 | 3108.0948 | 1132.1775 | 1 | 3673
2023-06-03 01:00 | 3015.0104 | 1067.48 | 1 | 3674
2023-06-03 02:00 | 2882.7496 | 1027.0025 | 1 | 3675
2023-06-03 03:00 | 2772.3259 | 930.9125 | 1 | 3676
2023-06-03 04:00 | 2707.1407 | 942.4675 | 1 | 3677
2023-06-03 05:00 | 2578.4 | 946.905 | 1 | 3678
2023-06-03 06:00 | 2531.4667 | 929.04 | 1 | 3679
2023-06-03 07:00 | 2555.1289 | 962.305 | 1 | 3680
2023-06-03 08:00 | 2656.4919 | 997.51 | 1 | 3681
2023-06-03 09:00 | 2967.0341 | 1056.8225 | 1 | 3682
2023-06-03 10:00 | 3297.8489 | 1156.8725 | 1 | 3683
2023-06-03 11:00 | 3392.8889 | 1155.015 | 1 | 3684
2023-06-03 12:00 | 3349.6711 | 1253.9825 | 1 | 3685
2023-06-03 13:00 | 3484.3437 | 1276.1675 | 1 | 3686
2023-06-03 14:00 | 3682.2459 | 1391.715 | 1 | 3687
2023-06-03 15:00 | 3215.9111 | 1370.895 | 1 | 3688
2023-06-03 16:00 | 2695.5378 | 1374.7075 | 1 | 3689
2023-06-03 17:00 | 2967.0993 | 1400.6275 | 1 | 3690
2023-06-03 18:00 | 2612.883 | 1269.4925 | 1 | 3691
2023-06-03 19:00 | 2720.6341 | 1130.4875 | 1 | 3692
2023-06-03 20:00 | 2613.4044 | 1298.46 | 1 | 3693
2023-06-03 21:00 | 2670.4415 | 1300.3575 | 1 | 3694
2023-06-03 22:00 | 2741.9496 | 1301.3875 | 1 | 3695
2023-06-03 23:00 | 2762.8089 | 1305.275 | 1 | 3696
2023-06-04 | 2680.8929 | 1208.8 | 1 | 3697
2023-06-04 01:00 | 2583.6083 | 1188.395 | 1 | 3698
2023-06-04 02:00 | 2504.2668 | 1137.0075 | 1 | 3699
2023-06-04 03:00 | 2425.9814 | 1065.1275 | 1 | 3700
2023-06-04 04:00 | 2322.4882 | 1013.955 | 1 | 3701
2023-06-04 05:00 | 2266.8922 | 984.235 | 1 | 3702
2023-06-04 06:00 | 2208.7726 | 888.0025 | 1 | 3703
2023-06-04 07:00 | 2200.7501 | 912.7325 | 1 | 3704
2023-06-04 08:00 | 2233.8928 | 849.91 | 1 | 3705
2023-06-04 09:00 | 2180.9359 | 823.1275 | 1 | 3706
2023-06-04 10:00 | 2322.4413 | 884.3975 | 1 | 3707
2023-06-04 11:00 | 2159.1915 | 975.3975 | 1 | 3708
2023-06-04 12:00 | 2211.4504 | 925.1525 | 1 | 3709
2023-06-04 13:00 | 2200.5806 | 946.91 | 1 | 3710
2023-06-04 14:00 | 2335.4735 | 1017.715 | 1 | 3711
2023-06-04 15:00 | 2360.6022 | 1003.4225 | 1 | 3712
2023-06-04 16:00 | 2368.5037 | 1015.23 | 1 | 3713
2023-06-04 17:00 | 2344.5808 | 988.6675 | 1 | 3714
2023-06-04 18:00 | 2324.4711 | 972.4375 | 1 | 3715
2023-06-04 19:00 | 2431.4074 | 967.9325 | 1 | 3716
2023-06-04 20:00 | 2447.7363 | 1093.6 | 1 | 3717
2023-06-04 21:00 | 2482.2845 | 1155.355 | 1 | 3718
2023-06-04 22:00 | 2620.0207 | 1106.8825 | 1 | 3719
2023-06-04 23:00 | 2654.1778 | 1140.9475 | 1 | 3720
2023-06-05 | 2623.0084 | 1157.8425 | 1 | 3721
2023-06-05 01:00 | 2532.6661 | 1053.9175 | 1 | 3722
2023-06-05 02:00 | 2438.6254 | 990.045 | 1 | 3723
2023-06-05 03:00 | 2365.8155 | 913.2725 | 1 | 3724
2023-06-05 04:00 | 2297.5223 | 914.05 | 1 | 3725
2023-06-05 05:00 | 2235.7989 | 863.0075 | 1 | 3726
2023-06-05 06:00 | 2224.5801 | 986.07 | 1 | 3727
2023-06-05 07:00 | 2317.953 | 1039.4925 | 1 | 3728
2023-06-05 08:00 | 2502.5861 | 1151.3525 | 1 | 3729
2023-06-05 09:00 | 2744.7552 | 1279.9525 | 1 | 3730
2023-06-05 10:00 | 3069.7242 | 1353.79 | 1 | 3731
2023-06-05 11:00 | 3218.2552 | 1386.635 | 1 | 3732
2023-06-05 12:00 | 3151.2579 | 1379.9025 | 1 | 3733
2023-06-05 13:00 | 3256.7762 | 1387.395 | 1 | 3734
2023-06-05 14:00 | 3434.1372 | 1415.0475 | 1 | 3735
2023-06-05 15:00 | 3448.4126 | 1469.37 | 1 | 3736
2023-06-05 16:00 | 3483.4311 | 1486.83 | 1 | 3737
2023-06-05 17:00 | 3320.6637 | 1454.155 | 1 | 3738
2023-06-05 18:00 | 3184.4267 | 1334.4075 | 1 | 3739
2023-06-05 19:00 | 3110.4415 | 1285.69 | 1 | 3740
2023-06-05 20:00 | 2969.7067 | 1393.5675 | 1 | 3741
2023-06-05 21:00 | 2955.8874 | 1386.515 | 1 | 3742
2023-06-05 22:00 | 3117.3511 | 1366.57 | 1 | 3743
2023-06-05 23:00 | 3157.5052 | 1438.525 | 1 | 3744
2023-06-06 | 3025.1032 | 1198.2825 | 1 | 3745
2023-06-06 01:00 | 2903.5698 | 795.5525 | 1 | 3746
2023-06-06 02:00 | 2786.0298 | 857.37 | 1 | 3747
2023-06-06 03:00 | 2686.5592 | 915.785 | 1 | 3748
2023-06-06 04:00 | 2600.9593 | 909.235 | 1 | 3749
2023-06-06 05:00 | 2518.8981 | 938.245 | 1 | 3750
2023-06-06 06:00 | 2489.2645 | 1001.8675 | 1 | 3751
2023-06-06 07:00 | 2530.3916 | 1070.4725 | 1 | 3752
2023-06-06 08:00 | 2649.2854 | 1119.05 | 1 | 3753
2023-06-06 09:00 | 3008.8204 | 1204.935 | 1 | 3754
2023-06-06 10:00 | 3228.6131 | 1325.5925 | 1 | 3755
2023-06-06 11:00 | 3381.2507 | 1367.275 | 1 | 3756
2023-06-06 12:00 | 3272.7305 | 1355.4225 | 1 | 3757
2023-06-06 13:00 | 3427.5287 | 1392.9375 | 1 | 3758
2023-06-06 14:00 | 3585.1387 | 1459.975 | 1 | 3759
2023-06-06 15:00 | 3623.9889 | 1437.0875 | 1 | 3760
2023-06-06 16:00 | 3415.3452 | 1576.5775 | 1 | 3761
2023-06-06 17:00 | 3229.6326 | 1544.815 | 1 | 3762
2023-06-06 18:00 | 3092.6134 | 1415.6825 | 1 | 3763
2023-06-06 19:00 | 3013.4785 | 1288.1575 | 1 | 3764
2023-06-06 20:00 | 2914.4948 | 1358.655 | 1 | 3765
2023-06-06 21:00 | 2935.5497 | 1346.585 | 1 | 3766
2023-06-06 22:00 | 3041.4104 | 1368.7475 | 1 | 3767
2023-06-06 23:00 | 3131.6919 | 1427.545 | 1 | 3768
2023-06-07 | 3026.3322 | 1343.6225 | 1 | 3769
2023-06-07 01:00 | 2920.7796 | 1252.3225 | 1 | 3770
2023-06-07 02:00 | 2817.5865 | 1229.915 | 1 | 3771
2023-06-07 03:00 | 2692.1117 | 1180.91 | 1 | 3772
2023-06-07 04:00 | 2619.5744 | 1121.35 | 1 | 3773
2023-06-07 05:00 | 2499.8736 | 1076.65 | 1 | 3774
2023-06-07 06:00 | 2485.8987 | 1127.53 | 1 | 3775
2023-06-07 07:00 | 2536.2904 | 1177.235 | 1 | 3776
2023-06-07 08:00 | 2698.5848 | 1265.575 | 1 | 3777
2023-06-07 09:00 | 3002.5257 | 1410.355 | 1 | 3778
2023-06-07 10:00 | 3176.7609 | 1498.665 | 1 | 3779
2023-06-07 11:00 | 3377.1299 | 1452.255 | 1 | 3780
2023-06-07 12:00 | 3343.5825 | 1451.91 | 1 | 3781
2023-06-07 13:00 | 3435.6795 | 1412.925 | 1 | 3782
2023-06-07 14:00 | 3613.9136 | 1513.3625 | 1 | 3783
2023-06-07 15:00 | 3675.016 | 1576.85 | 1 | 3784
2023-06-07 16:00 | 3592.0068 | 1598.7275 | 1 | 3785
2023-06-07 17:00 | 3260.5591 | 1595.1525 | 1 | 3786
2023-06-07 18:00 | 3110.5393 | 1489.9875 | 1 | 3787
2023-06-07 19:00 | 2937.1255 | 1445.7675 | 1 | 3788
2023-06-07 20:00 | 2792.4356 | 1440.7025 | 1 | 3789
2023-06-07 21:00 | 2799.7627 | 1465.965 | 1 | 3790
2023-06-07 22:00 | 2928.6347 | 1480.47 | 1 | 3791
2023-06-07 23:00 | 2997.4923 | 1458.9075 | 1 | 3792
2023-06-08 | 2957.8418 | 1386.655 | 1 | 3793
2023-06-08 01:00 | 2878.2973 | 1330.0025 | 1 | 3794
2023-06-08 02:00 | 2756.8383 | 1287.8325 | 1 | 3795
2023-06-08 03:00 | 2644.734 | 1241.39 | 1 | 3796
2023-06-08 04:00 | 2584.3617 | 1194.67 | 1 | 3797
2023-06-08 05:00 | 2509.9519 | 1164.025 | 1 | 3798
2023-06-08 06:00 | 2436.5041 | 1153.34 | 1 | 3799
2023-06-08 07:00 | 2539.6357 | 1208.365 | 1 | 3800
2023-06-08 08:00 | 2688.1736 | 1304.9075 | 1 | 3801
2023-06-08 09:00 | 3007.0763 | 1424.475 | 1 | 3802
2023-06-08 10:00 | 3293.0822 | 1477.55 | 1 | 3803
2023-06-08 11:00 | 3448.1087 | 1465.685 | 1 | 3804
2023-06-08 12:00 | 3360.4882 | 1472.25 | 1 | 3805
2023-06-08 13:00 | 3473.8463 | 1482.165 | 1 | 3806
2023-06-08 14:00 | 3682.0629 | 1551.9975 | 1 | 3807
2023-06-08 15:00 | 3732.5583 | 1596.285 | 1 | 3808
2023-06-08 16:00 | 3558.262 | 1606.11 | 1 | 3809
2023-06-08 17:00 | 3365.4459 | 1567.655 | 1 | 3810
2023-06-08 18:00 | 3256.2608 | 1527.9775 | 1 | 3811
2023-06-08 19:00 | 3158.1571 | 1491.77 | 1 | 3812
2023-06-08 20:00 | 3019.1822 | 1503.56 | 1 | 3813
2023-06-08 21:00 | 3036.7171 | 1488.095 | 1 | 3814
2023-06-08 22:00 | 3215.9111 | 1523.85 | 1 | 3815
2023-06-08 23:00 | 3213.043 | 1470.5675 | 1 | 3816
2023-06-09 |  | 1453.76 | 1 | 3817
2023-06-09 01:00 |  | 1391.1475 | 1 | 3818
2023-06-09 02:00 |  | 1452.8675 | 1 | 3819
2023-06-09 03:00 |  | 1362.17 | 1 | 3820
2023-06-09 04:00 |  | 1247.695 | 1 | 3821
2023-06-09 05:00 |  | 1235.5525 | 1 | 3822
2023-06-09 06:00 |  | 1211.5475 | 1 | 3823
2023-06-09 07:00 |  | 1233.8175 | 1 | 3824
2023-06-09 08:00 |  | 1319.635 | 1 | 3825
2023-06-09 09:00 |  | 1467.23 | 1 | 3826
2023-06-09 10:00 |  | 1508.43 | 1 | 3827
2023-06-09 11:00 |  | 1536.865 | 1 | 3828
2023-06-09 12:00 |  | 1558.8775 | 1 | 3829
2023-06-09 13:00 |  | 1546.05 | 1 | 3830
2023-06-09 14:00 |  | 1639.875 | 1 | 3831
2023-06-09 15:00 |  | 1668.6975 | 1 | 3832
2023-06-09 16:00 |  | 1637.8775 | 1 | 3833
2023-06-09 17:00 |  | 1583.1625 | 1 | 3834
2023-06-09 18:00 |  | 1493.4025 | 1 | 3835
2023-06-09 19:00 |  | 1411.365 | 1 | 3836
2023-06-09 20:00 |  | 1441.3325 | 1 | 3837
2023-06-09 21:00 |  | 1505.865 | 1 | 3838
2023-06-09 22:00 |  | 1498.3125 | 1 | 3839
2023-06-09 23:00 |  | 1484.575 | 1 | 3840
2023-06-10 |  | 1444.155 | 1 | 3841
2023-06-10 01:00 |  | 1401.5475 | 1 | 3842
2023-06-10 02:00 |  | 1359.1825 | 1 | 3843
2023-06-10 03:00 |  | 1312.9975 | 1 | 3844
2023-06-10 04:00 |  | 1271.35 | 1 | 3845
2023-06-10 05:00 |  | 1357.3375 | 1 | 3846
2023-06-10 06:00 |  | 1229.4175 | 1 | 3847
2023-06-10 07:00 |  | 1213.88 | 1 | 3848
2023-06-10 08:00 |  | 1264.435 | 1 | 3849
2023-06-10 09:00 |  | 1377.365 | 1 | 3850
2023-06-10 10:00 |  | 1458.77 | 1 | 3851
2023-06-10 11:00 |  | 1515.5025 | 1 | 3852
2023-06-10 12:00 |  | 1566.25 | 1 | 3853
2023-06-10 13:00 |  | 1557.565 | 1 | 3854
2023-06-10 14:00 |  | 1612.6225 | 1 | 3855
2023-06-10 15:00 |  | 1644.05 | 1 | 3856
2023-06-10 16:00 |  | 1638.6675 | 1 | 3857
2023-06-10 17:00 |  | 1561.055 | 1 | 3858
2023-06-10 18:00 |  | 1474.7475 | 1 | 3859
2023-06-10 19:00 |  | 1384.7025 | 1 | 3860
2023-06-10 20:00 |  | 1409.4425 | 1 | 3861
2023-06-10 21:00 |  | 1398.5525 | 1 | 3862
2023-06-10 22:00 |  | 1481.61 | 1 | 3863
2023-06-10 23:00 |  | 1477.7275 | 1 | 3864
2023-06-11 |  | 1408.8925 | 1 | 3865
2023-06-11 01:00 |  | 1395.2875 | 1 | 3866
2023-06-11 02:00 |  | 1325.205 | 1 | 3867
2023-06-11 03:00 |  | 1264.495 | 1 | 3868
2023-06-11 04:00 |  | 1231.09 | 1 | 3869
2023-06-11 05:00 |  | 1190.5875 | 1 | 3870
2023-06-11 06:00 |  | 1123.515 | 1 | 3871
2023-06-11 07:00 |  | 1018.625 | 1 | 3872
2023-06-11 08:00 |  | 921.625 | 1 | 3873
2023-06-11 09:00 |  | 931.4625 | 1 | 3874
2023-06-11 10:00 |  | 999.7025 | 1 | 3875
2023-06-11 11:00 |  | 1034.9775 | 1 | 3876
2023-06-11 12:00 |  | 1072.1175 | 1 | 3877
2023-06-11 13:00 |  | 1031.2825 | 1 | 3878
2023-06-11 14:00 |  | 1138.9975 | 1 | 3879
2023-06-11 15:00 |  | 1179.92 | 1 | 3880
2023-06-11 16:00 |  | 1169.3925 | 1 | 3881
2023-06-11 17:00 |  | 1158.86 | 1 | 3882
2023-06-11 18:00 |  | 1137.6475 | 1 | 3883
2023-06-11 19:00 |  | 1129.8025 | 1 | 3884
2023-06-11 20:00 |  | 1210.9625 | 1 | 3885
2023-06-11 21:00 |  | 1285.9175 | 1 | 3886
2023-06-11 22:00 |  | 1358.9725 | 1 | 3887
2023-06-11 23:00 |  | 1375.8375 | 1 | 3888
2023-06-12 | 3092.7329 | 1404.5225 | 1 | 3889
2023-06-12 01:00 | 2962.8883 | 1290.4075 | 1 | 3890
2023-06-12 02:00 | 2847.7928 | 1255.5075 | 1 | 3891
2023-06-12 03:00 | 2760.0555 | 1217.43 | 1 | 3892
2023-06-12 04:00 | 2669.4038 | 1170.4575 | 1 | 3893
2023-06-12 05:00 | 2574.6966 | 1148.4325 | 1 | 3894
2023-06-12 06:00 | 2533.0363 | 1152.1825 | 1 | 3895
2023-06-12 07:00 | 2534.0419 | 1207.8 | 1 | 3896
2023-06-12 08:00 | 2715.0246 | 1282.4525 | 1 | 3897
2023-06-12 09:00 | 3050.93 | 1446.3675 | 1 | 3898
2023-06-12 10:00 | 3294.6783 | 1529.705 | 1 | 3899
2023-06-12 11:00 | 3391.713 | 1581.8725 | 1 | 3900
2023-06-12 12:00 | 3381.7527 | 1553.4775 | 1 | 3901
2023-06-12 13:00 | 3573.1851 | 1570.92 | 1 | 3902
2023-06-12 14:00 | 3744.6143 | 1649.3675 | 1 | 3903
2023-06-12 15:00 | 3802.4985 | 1714.32 | 1 | 3904
2023-06-12 16:00 | 3744.3022 | 1733.07 | 1 | 3905
2023-06-12 17:00 | 3500.9008 | 1652.5375 | 1 | 3906
2023-06-12 18:00 | 3341.8489 | 1597.445 | 1 | 3907
2023-06-12 19:00 | 3231.8163 | 1609.18 | 1 | 3908
2023-06-12 20:00 | 3114.483 | 1613.3625 | 1 | 3909
2023-06-12 21:00 | 3175.9526 | 1635.62 | 1 | 3910
2023-06-12 22:00 | 3338.8504 | 1693.64 | 1 | 3911
2023-06-12 23:00 | 3378.0919 | 1647.195 | 1 | 3912
2023-06-13 | 3182.4153 | 1589.245 | 1 | 3913
2023-06-13 01:00 | 3060.9795 | 1547.965 | 1 | 3914
2023-06-13 02:00 | 2937.0459 | 1500.2775 | 1 | 3915
2023-06-13 03:00 | 2825.3506 | 1459.5375 | 1 | 3916
2023-06-13 04:00 | 2736.9308 | 1402.6 | 1 | 3917
2023-06-13 05:00 | 2609.6518 | 1339.2575 | 1 | 3918
2023-06-13 06:00 | 2624.5422 | 1303.8275 | 1 | 3919
2023-06-13 07:00 | 2670.2661 | 1329.9525 | 1 | 3920
2023-06-13 08:00 | 2747.6709 | 1440.46 | 1 | 3921
2023-06-13 09:00 | 3090.4368 | 1564.8575 | 1 | 3922
2023-06-13 10:00 | 3366.5255 | 1653.5975 | 1 | 3923
2023-06-13 11:00 | 3438.4718 | 1674.2525 | 1 | 3924
2023-06-13 12:00 | 3418.9987 | 1707.2725 | 1 | 3925
2023-06-13 13:00 | 3610.7599 | 1730.0725 | 1 | 3926
2023-06-13 14:00 | 3788.5123 | 1807.7825 | 1 | 3927
2023-06-13 15:00 | 3776.5693 | 1836.0125 | 1 | 3928
2023-06-13 16:00 | 3665.8915 | 1811.945 | 1 | 3929
2023-06-13 17:00 | 3429.9886 | 1798.9925 | 1 | 3930
2023-06-13 18:00 | 3280.7029 | 1701.4425 | 1 | 3931
2023-06-13 19:00 | 3170.9543 | 1597.0525 | 1 | 3932
2023-06-13 20:00 | 3098.2286 | 1607.1225 | 1 | 3933
2023-06-13 21:00 | 3120.2286 | 1658.0075 | 1 | 3934
2023-06-13 22:00 | 3342.0514 | 1675.0975 | 1 | 3935
2023-06-13 23:00 | 3383.9143 | 1637.0575 | 1 | 3936
2023-06-14 | 3286.7581 | 1577.4425 | 1 | 3937
2023-06-14 01:00 | 3149.2623 | 1581.8425 | 1 | 3938
2023-06-14 02:00 | 3026.963 | 1510.3775 | 1 | 3939
2023-06-14 03:00 | 2946.7906 | 1438.3525 | 1 | 3940
2023-06-14 04:00 | 2809.5622 | 1385.5075 | 1 | 3941
2023-06-14 05:00 | 2698.0918 | 1330.48 | 1 | 3942
2023-06-14 06:00 | 2628.7536 | 1253.1875 | 1 | 3943
2023-06-14 07:00 | 2621.4576 | 1334.6525 | 1 | 3944
2023-06-14 08:00 | 2806.8823 | 1423.1 | 1 | 3945
2023-06-14 09:00 | 3059.1968 | 1525.11 | 1 | 3946
2023-06-14 10:00 | 3342.2312 | 1627.2275 | 1 | 3947
2023-06-14 11:00 | 3443.6889 | 1669.825 | 1 | 3948
2023-06-14 12:00 | 3409.4758 | 1744.5325 | 1 | 3949
2023-06-14 13:00 | 3540.1713 | 1785.0725 | 1 | 3950
2023-06-14 14:00 | 3813.9066 | 1832.1175 | 1 | 3951
2023-06-14 15:00 | 3781.1893 | 1821.645 | 1 | 3952
2023-06-14 16:00 | 3695.4029 | 1816.4925 | 1 | 3953
2023-06-14 17:00 | 3497.34 | 1829.94 | 1 | 3954
2023-06-14 18:00 | 3281.7715 | 1714.8725 | 1 | 3955
2023-06-14 19:00 | 3158.8857 | 1605.58 | 1 | 3956
2023-06-14 20:00 | 3087.04 | 1630.1425 | 1 | 3957
2023-06-14 21:00 | 3105.52 | 1591.0375 | 1 | 3958
2023-06-14 22:00 | 3276.6172 | 1562.9125 | 1 | 3959
2023-06-14 23:00 | 3290.32 | 1522.6675 | 1 | 3960
2023-06-15 |  | 1480.635 | 1 | 3961
2023-06-15 01:00 |  | 1503.0675 | 1 | 3962
2023-06-15 02:00 |  | 1443.2075 | 1 | 3963
2023-06-15 03:00 |  | 1404.525 | 1 | 3964
2023-06-15 04:00 |  | 1356.19 | 1 | 3965
2023-06-15 05:00 |  | 1311.96 | 1 | 3966
2023-06-15 06:00 |  | 1281.86 | 1 | 3967
2023-06-15 07:00 |  | 1322.2375 | 1 | 3968
2023-06-15 08:00 |  | 1378.67 | 1 | 3969
2023-06-15 09:00 |  | 1509.73 | 1 | 3970
2023-06-15 10:00 |  | 1592.845 | 1 | 3971
2023-06-15 11:00 |  | 1613.3325 | 1 | 3972
2023-06-15 12:00 |  | 1677.2725 | 1 | 3973
2023-06-15 13:00 |  | 1663.27 | 1 | 3974
2023-06-15 14:00 |  | 1766.475 | 1 | 3975
2023-06-15 15:00 |  | 1784.73 | 1 | 3976
2023-06-15 16:00 |  | 1780.14 | 1 | 3977
2023-06-15 17:00 |  | 1744.705 | 1 | 3978
2023-06-15 18:00 |  | 1648.01 | 1 | 3979
2023-06-15 19:00 |  | 1579.375 | 1 | 3980
2023-06-15 20:00 |  | 1576.53 | 1 | 3981
2023-06-15 21:00 |  | 1588.37 | 1 | 3982
2023-06-15 22:00 |  | 1625 | 1 | 3983
2023-06-15 23:00 |  | 1600.905 | 1 | 3984
2023-06-16 | 3160.7714 | 1474.4325 | 1 | 3985
2023-06-16 01:00 | 3047.6286 | 1499.4075 | 1 | 3986
2023-06-16 02:00 | 2903.3714 | 1431.695 | 1 | 3987
2023-06-16 03:00 | 2822.6 | 1372.2075 | 1 | 3988
2023-06-16 04:00 | 2737.4286 | 1323.89 | 1 | 3989
2023-06-16 05:00 | 2615.8 | 1264.005 | 1 | 3990
2023-06-16 06:00 | 2533.1429 | 1253.755 | 1 | 3991
2023-06-16 07:00 | 2553.8857 | 1289.295 | 1 | 3992
2023-06-16 08:00 | 2721.7143 | 1365.525 | 1 | 3993
2023-06-16 09:00 | 3050.4571 | 1454.4475 | 1 | 3994
2023-06-16 10:00 | 3239.0286 | 1574.0275 | 1 | 3995
2023-06-16 11:00 | 3315.7143 | 1603.325 | 1 | 3996
2023-06-16 12:00 | 3263.8571 | 1676.8475 | 1 | 3997
2023-06-16 13:00 | 3437.0286 | 1672.605 | 1 | 3998
2023-06-16 14:00 | 3619.9429 | 1494.2125 | 1 | 3999
2023-06-16 15:00 | 3683.7429 | 1316.705 | 1 | 4000
2023-06-16 16:00 | 3605.1714 | 1432.1 | 1 | 4001
2023-06-16 17:00 | 3451.8 | 1514.4725 | 1 | 4002
2023-06-16 18:00 | 3235.2571 | 1508.0025 | 1 | 4003
2023-06-16 19:00 | 3117.4 | 1440.86 | 1 | 4004
2023-06-16 20:00 | 3026.2571 | 1436.105 | 1 | 4005
2023-06-16 21:00 | 3025.3143 | 1424.9425 | 1 | 4006
2023-06-16 22:00 | 3172.7143 | 1417.64 | 1 | 4007
2023-06-16 23:00 | 3203.2 | 1426.13 | 1 | 4008
2023-06-17 | 3158.2571 | 1376.89 | 1 | 4009
2023-06-17 01:00 | 3042.2857 | 1309.115 | 1 | 4010
2023-06-17 02:00 | 2909.9714 | 1268.4875 | 1 | 4011
2023-06-17 03:00 | 2822.2857 | 1264.0675 | 1 | 4012
2023-06-17 04:00 | 2728 | 1222.1225 | 1 | 4013
2023-06-17 05:00 | 2653.2 | 1151.49 | 1 | 4014
2023-06-17 06:00 | 2552.9429 | 1316.285 | 1 | 4015
2023-06-17 07:00 | 2588.4571 | 1206.3225 | 1 | 4016
2023-06-17 08:00 | 2652.2571 | 1248.99 | 1 | 4017
2023-06-17 09:00 | 2960.8857 | 1363.48 | 1 | 4018
2023-06-17 10:00 | 3162.0286 | 1452.345 | 1 | 4019
2023-06-17 11:00 | 3268.2571 | 1497.355 | 1 | 4020
2023-06-17 12:00 | 3193.7714 | 1545.875 | 1 | 4021
2023-06-17 13:00 | 3411.2571 | 1411.795 | 1 | 4022
2023-06-17 14:00 | 3605.8 | 1467.35 | 1 | 4023
2023-06-17 15:00 | 3558.0286 | 1464.2675 | 1 | 4024
2023-06-17 16:00 | 3561.1714 | 1585.715 | 1 | 4025
2023-06-17 17:00 | 3404.3429 | 1488.1975 | 1 | 4026
2023-06-17 18:00 | 3251.6 | 1388.3125 | 1 | 4027
2023-06-17 19:00 | 3165.8 | 1315.285 | 1 | 4028
2023-06-17 20:00 | 3042.2857 | 1354.5175 | 1 | 4029
2023-06-17 21:00 | 3018.0857 | 1339.0125 | 1 | 4030
2023-06-17 22:00 | 3130.2857 | 1432.4125 | 1 | 4031
2023-06-17 23:00 | 3181.8286 | 1454.915 | 1 | 4032
2023-06-18 | 3017.7086 | 1392.6075 | 1 | 4033
2023-06-18 01:00 | 2911.1657 | 1351.2125 | 1 | 4034
2023-06-18 02:00 | 2811.6629 | 1397.9 | 1 | 4035
2023-06-18 03:00 | 2734.16 | 1264.3025 | 1 | 4036
2023-06-18 04:00 | 2677.7143 | 1217.25 | 1 | 4037
2023-06-18 05:00 | 2565.6714 | 1166.3975 | 1 | 4038
2023-06-18 06:00 | 2453.6914 | 1113.4125 | 1 | 4039
2023-06-18 07:00 | 2405.1657 | 1048.56 | 1 | 4040
2023-06-18 08:00 | 2340.7371 | 1020.055 | 1 | 4041
2023-06-18 09:00 | 2387.88 | 1072.685 | 1 | 4042
2023-06-18 10:00 | 2442.0943 | 1112.2725 | 1 | 4043
2023-06-18 11:00 | 2497.8172 | 1147 | 1 | 4044
2023-06-18 12:00 | 2517.5229 | 1161.7875 | 1 | 4045
2023-06-18 13:00 | 2575.1943 | 1170.7875 | 1 | 4046
2023-06-18 14:00 | 2635.7572 | 1222.85 | 1 | 4047
2023-06-18 15:00 | 2668.9143 | 1286.605 | 1 | 4048
2023-06-18 16:00 | 2619.4772 | 1182.275 | 1 | 4049
2023-06-18 17:00 | 2497.7543 | 1174.7475 | 1 | 4050
2023-06-18 18:00 | 2446.9657 | 1139.2125 | 1 | 4051
2023-06-18 19:00 | 2542.6972 | 1123.04 | 1 | 4052
2023-06-18 20:00 | 2584.4972 | 1248.7625 | 1 | 4053
2023-06-18 21:00 | 2630.6972 | 1282.9225 | 1 | 4054
2023-06-18 22:00 | 2802.14 | 1325.805 | 1 | 4055
2023-06-18 23:00 | 2891.1457 | 1385.63 | 1 | 4056
2023-06-19 | 2827.901 | 1400.965 | 1 | 4057
2023-06-19 01:00 | 2748.7052 | 1301.175 | 1 | 4058
2023-06-19 02:00 | 2652.1773 | 1196.6 | 1 | 4059
2023-06-19 03:00 | 2563.8649 | 1167.8775 | 1 | 4060
2023-06-19 04:00 | 2449.6108 | 1077.8225 | 1 | 4061
2023-06-19 05:00 | 2409.8289 | 997.74 | 1 | 4062
2023-06-19 06:00 | 2415.3536 | 1027.475 | 1 | 4063
2023-06-19 07:00 | 2448.2547 | 1046.94 | 1 | 4064
2023-06-19 08:00 | 2617.9338 | 1195.335 | 1 | 4065
2023-06-19 09:00 | 2892.5625 | 1348.2325 | 1 | 4066
2023-06-19 10:00 | 3139.1084 | 1469.08 | 1 | 4067
2023-06-19 11:00 | 3178.0547 | 1513.63 | 1 | 4068
2023-06-19 12:00 | 3084.7872 | 1522 | 1 | 4069
2023-06-19 13:00 | 3153.097 | 1543.21 | 1 | 4070
2023-06-19 14:00 | 3311.7409 | 1610.4625 | 1 | 4071
2023-06-19 15:00 | 3215.6322 | 1533.2625 | 1 | 4072
2023-06-19 16:00 | 3234.6286 | 1433.2525 | 1 | 4073
2023-06-19 17:00 | 3098.6057 | 1488.565 | 1 | 4074
2023-06-19 18:00 | 2915.6286 | 1519.395 | 1 | 4075
2023-06-19 19:00 | 2883.0057 | 1490.3 | 1 | 4076
2023-06-19 20:00 | 2799.2172 | 1550.425 | 1 | 4077
2023-06-19 21:00 | 2813.6743 | 1600.6425 | 1 | 4078
2023-06-19 22:00 | 2945.9257 | 1634.17 | 1 | 4079
2023-06-19 23:00 | 2941.2743 | 1600.59 | 1 | 4080
2023-06-20 | 2889.8153 | 1559.6025 | 1 | 4081
2023-06-20 01:00 | 2776.1737 | 1447.17 | 1 | 4082
2023-06-20 02:00 | 2681.0287 | 1369 | 1 | 4083
2023-06-20 03:00 | 2575.1164 | 1329.7875 | 1 | 4084
2023-06-20 04:00 | 2535.3479 | 1296.735 | 1 | 4085
2023-06-20 05:00 | 2473.1889 | 1223.28 | 1 | 4086
2023-06-20 06:00 | 2424.1536 | 1203.8975 | 1 | 4087
2023-06-20 07:00 | 2480.1233 | 1254.625 | 1 | 4088
2023-06-20 08:00 | 2650.9966 | 1391.0125 | 1 | 4089
2023-06-20 09:00 | 3006.7111 | 1515.3775 | 1 | 4090
2023-06-20 10:00 | 3177.8912 | 1655.275 | 1 | 4091
2023-06-20 11:00 | 3237.3289 | 1673.2475 | 1 | 4092
2023-06-20 12:00 | 3122.8787 | 1728.9075 | 1 | 4093
2023-06-20 13:00 | 3217.5884 | 1595.1675 | 1 | 4094
2023-06-20 14:00 | 3426.8323 | 1638.4325 | 1 | 4095
2023-06-20 15:00 | 3455.6836 | 1666.91 | 1 | 4096
2023-06-20 16:00 | 3403.4 | 1640.5625 | 1 | 4097
2023-06-20 17:00 | 3191.2572 | 1636.7425 | 1 | 4098
2023-06-20 18:00 | 3025 | 1632.875 | 1 | 4099
2023-06-20 19:00 | 2968.1143 | 1630.635 | 1 | 4100
2023-06-20 20:00 | 2828.2572 | 1671.7825 | 1 | 4101
2023-06-20 21:00 | 2853.4629 | 1625.5975 | 1 | 4102
2023-06-20 22:00 | 2963.7143 | 1748.775 | 1 | 4103
2023-06-20 23:00 | 2999.9829 | 1718.44 | 1 | 4104
2023-06-21 | 2905.4667 | 1695.565 | 1 | 4105
2023-06-21 01:00 | 2813.008 | 1572.3825 | 1 | 4106
2023-06-21 02:00 | 2692.9087 | 1506.8225 | 1 | 4107
2023-06-21 03:00 | 2592.6535 | 1439.8475 | 1 | 4108
2023-06-21 04:00 | 2549.9936 | 1418.555 | 1 | 4109
2023-06-21 05:00 | 2500.4689 | 1395.1425 | 1 | 4110
2023-06-21 06:00 | 2464.005 | 1336.3975 | 1 | 4111
2023-06-21 07:00 | 2508.7861 | 1188.3975 | 1 | 4112
2023-06-21 08:00 | 2693.2366 | 1314.1725 | 1 | 4113
2023-06-21 09:00 | 2925.2482 | 1449.9325 | 1 | 4114
2023-06-21 10:00 | 3135.0855 | 1480.77 | 1 | 4115
2023-06-21 11:00 | 3219.7289 | 1390.7025 | 1 | 4116
2023-06-21 12:00 | 3167.8844 | 1475.8225 | 1 | 4117
2023-06-21 13:00 | 3263.097 | 1519.7225 | 1 | 4118
2023-06-21 14:00 | 3451.4723 | 1617.005 | 1 | 4119
2023-06-21 15:00 | 3433.935 | 1706.87 | 1 | 4120
2023-06-21 16:00 | 3381.9029 | 1663.6675 | 1 | 4121
2023-06-21 17:00 | 3263.1029 | 1730.9275 | 1 | 4122
2023-06-21 18:00 | 3155.6172 | 1655.765 | 1 | 4123
2023-06-21 19:00 | 3047.0629 | 1645.4075 | 1 | 4124
2023-06-21 20:00 | 2933.7315 | 1671.985 | 1 | 4125
2023-06-21 21:00 | 2952.1486 | 1727.2575 | 1 | 4126
2023-06-21 22:00 | 3033.1714 | 1734.3975 | 1 | 4127
2023-06-21 23:00 | 3076.8572 | 1673.99 | 1 | 4128
2023-06-22 | 2935.9524 | 1661.3175 | 1 | 4129
2023-06-22 01:00 | 2834.568 | 1578.32 | 1 | 4130
2023-06-22 02:00 | 2752.5602 | 1475.545 | 1 | 4131
2023-06-22 03:00 | 2626.0935 | 1415.1825 | 1 | 4132
2023-06-22 04:00 | 2566.4622 | 1361.1825 | 1 | 4133
2023-06-22 05:00 | 2469.7946 | 1316.065 | 1 | 4134
2023-06-22 06:00 | 2487.5765 | 1288.1625 | 1 | 4135
2023-06-22 07:00 | 2501.1176 | 1316.425 | 1 | 4136
2023-06-22 08:00 | 2658.6652 | 1380.305 | 1 | 4137
2023-06-22 09:00 | 2978.0482 | 1535.6375 | 1 | 4138
2023-06-22 10:00 | 3146.9027 | 1618.965 | 1 | 4139
2023-06-22 11:00 | 2801.6661 | 1681.4 | 1 | 4140
2023-06-22 12:00 | 2367.0844 | 1628.585 | 1 | 4141
2023-06-22 13:00 | 2714.2284 | 1543.3375 | 1 | 4142
2023-06-22 14:00 | 3066.598 | 1685.285 | 1 | 4143
2023-06-22 15:00 | 3159.5636 | 1746.7675 | 1 | 4144
2023-06-22 16:00 | 3068.6229 | 1751.825 | 1 | 4145
2023-06-22 17:00 | 3065.04 | 1717.4225 | 1 | 4146
2023-06-22 18:00 | 2953.2172 | 1723.2075 | 1 | 4147
2023-06-22 19:00 | 2887.3429 | 1683.22 | 1 | 4148
2023-06-22 20:00 | 2805.0629 | 1719.31 | 1 | 4149
2023-06-22 21:00 | 2808.8972 | 1749.5675 | 1 | 4150
2023-06-22 22:00 | 2879.7372 | 1805.87 | 1 | 4151
2023-06-22 23:00 | 2870.3714 | 1755.3825 | 1 | 4152
2023-06-23 | 2763.7343 | 1715.89 | 1 | 4153
2023-06-23 01:00 | 2670.3914 | 1636.665 | 1 | 4154
2023-06-23 02:00 | 2581.2286 | 1575.995 | 1 | 4155
2023-06-23 03:00 | 2491.9714 | 1507.17 | 1 | 4156
2023-06-23 04:00 | 2427.8571 | 1431.9725 | 1 | 4157
2023-06-23 05:00 | 2322.8857 | 1381 | 1 | 4158
2023-06-23 06:00 | 2312.8286 | 1322.755 | 1 | 4159
2023-06-23 07:00 | 2443.5714 | 1333.885 | 1 | 4160
2023-06-23 08:00 | 2661.0571 | 1465.595 | 1 | 4161
2023-06-23 09:00 | 2908.7143 | 1597.1375 | 1 | 4162
2023-06-23 10:00 | 3086.2857 | 1651.0175 | 1 | 4163
2023-06-23 11:00 | 3008.6571 | 1805.845 | 1 | 4164
2023-06-23 12:00 | 2983.5457 | 1920.005 | 1 | 4165
2023-06-23 13:00 | 3005.5771 | 1889.19 | 1 | 4166
2023-06-23 14:00 | 3047.6286 | 1947.8775 | 1 | 4167
2023-06-23 15:00 | 3064.0343 | 2003.1975 | 1 | 4168
2023-06-23 16:00 | 3147.5714 | 1947.7325 | 1 | 4169
2023-06-23 17:00 | 3103.2571 | 1877.1225 | 1 | 4170
2023-06-23 18:00 | 2944.5429 | 1801.35 | 1 | 4171
2023-06-23 19:00 | 2865.6571 | 1776.745 | 1 | 4172
2023-06-23 20:00 | 2711.6571 | 1792.2925 | 1 | 4173
2023-06-23 21:00 | 2442.9429 | 1805.2475 | 1 | 4174
2023-06-23 22:00 | 2392.6571 | 1802.29 | 1 | 4175
2023-06-23 23:00 | 2329.8 | 1781.015 | 1 | 4176
2023-06-24 | 2222.7543 | 1661.3175 | 1 | 4177
2023-06-24 01:00 | 2165.3029 | 1578.32 | 1 | 4178
2023-06-24 02:00 | 2113.1314 | 1475.545 | 1 | 4179
2023-06-24 03:00 | 2081.1371 | 1415.1825 | 1 | 4180
2023-06-24 04:00 | 2024 | 1361.1825 | 1 | 4181
2023-06-24 05:00 | 2029.72 | 1316.065 | 1 | 4182
2023-06-24 06:00 | 2118.7886 | 1288.1625 | 1 | 4183
2023-06-24 07:00 | 2207.7314 | 1316.425 | 1 | 4184
2023-06-24 08:00 | 2369.0857 | 1380.305 | 1 | 4185
2023-06-24 09:00 | 2603.8571 | 1535.6375 | 1 | 4186
2023-06-24 10:00 | 2758.0457 | 1618.965 | 1 | 4187
2023-06-24 11:00 | 2676.7086 | 1681.4 | 1 | 4188
2023-06-24 12:00 | 2556.2743 | 1628.585 | 1 | 4189
2023-06-24 13:00 | 2582.8629 | 1543.3375 | 1 | 4190
2023-06-24 14:00 | 2631.64 | 1685.285 | 1 | 4191
2023-06-24 15:00 | 2615.7371 | 1746.7675 | 1 | 4192
2023-06-24 16:00 | 2607.5029 | 1751.825 | 1 | 4193
2023-06-24 17:00 | 2531.0686 | 1717.4225 | 1 | 4194
2023-06-24 18:00 | 2590.28 | 1723.2075 | 1 | 4195
2023-06-24 19:00 | 2531.4457 | 1683.22 | 1 | 4196
2023-06-24 20:00 | 2388.8229 | 1719.31 | 1 | 4197
2023-06-24 21:00 | 2279.3886 | 1749.5675 | 1 | 4198
2023-06-24 22:00 | 2237.3371 | 1805.87 | 1 | 4199
2023-06-24 23:00 | 2186.9257 | 1755.3825 | 1 | 4200
2023-06-25 | 2097.501 | 1555.8775 | 1 | 4201
2023-06-25 01:00 | 2046.5909 | 1624.9725 | 1 | 4202
2023-06-25 02:00 | 1989.6002 | 1561.0575 | 1 | 4203
2023-06-25 03:00 | 1960.1221 | 1039.465 | 1 | 4204
2023-06-25 04:00 | 1925.2565 | 697.68 | 1 | 4205
2023-06-25 05:00 | 1916.086 | 732.7225 | 1 | 4206
2023-06-25 06:00 | 1953.4793 | 774.97 | 1 | 4207
2023-06-25 07:00 | 2016.1747 | 791.755 | 1 | 4208
2023-06-25 08:00 | 2151.0938 | 804.01 | 1 | 4209
2023-06-25 09:00 | 2279.6425 | 820.045 | 1 | 4210
2023-06-25 10:00 | 2298.8969 | 896.55 | 1 | 4211
2023-06-25 11:00 | 2291.7689 | 966.48 | 1 | 4212
2023-06-25 12:00 | 2265.6329 | 959.145 | 1 | 4213
2023-06-25 13:00 | 2244.5599 | 997.015 | 1 | 4214
2023-06-25 14:00 | 2256.2438 | 1008.4975 | 1 | 4215
2023-06-25 15:00 | 2210.0436 | 1041.3075 | 1 | 4216
2023-06-25 16:00 | 2120.9257 | 998.905 | 1 | 4217
2023-06-25 17:00 | 2097.2286 | 1027.98 | 1 | 4218
2023-06-25 18:00 | 2156.44 | 1103.29 | 1 | 4219
2023-06-25 19:00 | 2267.76 | 1044.9675 | 1 | 4220
2023-06-25 20:00 | 2280.52 | 1152.15 | 1 | 4221
2023-06-25 21:00 | 2251.1657 | 1202.645 | 1 | 4222
2023-06-25 22:00 | 2291.5829 | 1206.8425 | 1 | 4223
2023-06-25 23:00 | 2218.5429 | 1129.4175 | 1 | 4224
2023-06-26 | 2126.6667 | 1187.6675 | 1 | 4225
2023-06-26 01:00 | 2072.8652 | 1073.2125 | 1 | 4226
2023-06-26 02:00 | 2013.6744 | 1039.735 | 1 | 4227
2023-06-26 03:00 | 1980.2364 | 994.9 | 1 | 4228
2023-06-26 04:00 | 1960.8965 | 967.5025 | 1 | 4229
2023-06-26 05:00 | 1998.2403 | 954.955 | 1 | 4230
2023-06-26 06:00 | 2110.8108 | 963.48 | 1 | 4231
2023-06-26 07:00 | 2197.9576 | 1100.6325 | 1 | 4232
2023-06-26 08:00 | 2411.9509 | 1287.305 | 1 | 4233
2023-06-26 09:00 | 2657.3511 | 1419.4175 | 1 | 4234
2023-06-26 10:00 | 2808.6055 | 1470.6175 | 1 | 4235
2023-06-26 11:00 | 2840.3861 | 1541.48 | 1 | 4236
2023-06-26 12:00 | 2675.9015 | 1556.1325 | 1 | 4237
2023-06-26 13:00 | 2671.4856 | 1497.075 | 1 | 4238
2023-06-26 14:00 | 2750.7409 | 1444.8575 | 1 | 4239
2023-06-26 15:00 | 2754.3236 | 1471.415 | 1 | 4240
2023-06-26 16:00 | 2742.52 | 1469.2175 | 1 | 4241
2023-06-26 17:00 | 2652.3829 | 1464.0625 | 1 | 4242
2023-06-26 18:00 | 2628.4343 | 1423.8225 | 1 | 4243
2023-06-26 19:00 | 2513.72 | 1393.8275 | 1 | 4244
2023-06-26 20:00 | 2320.3086 | 1491.665 | 1 | 4245
2023-06-26 21:00 | 2268.2629 | 1462.5125 | 1 | 4246
2023-06-26 22:00 | 2236.8972 | 1505.6825 | 1 | 4247
2023-06-26 23:00 | 2160.1486 | 1452.945 | 1 | 4248
2023-06-27 | 2096.3695 | 1389.37 | 1 | 4249
2023-06-27 01:00 | 2037.728 | 1344.1125 | 1 | 4250
2023-06-27 02:00 | 1974.3887 | 1280.1575 | 1 | 4251
2023-06-27 03:00 | 1930.3278 | 1235.2125 | 1 | 4252
2023-06-27 04:00 | 1935.8793 | 1211.5325 | 1 | 4253
2023-06-27 05:00 | 1958.4517 | 1194.0875 | 1 | 4254
2023-06-27 06:00 | 2022.8108 | 1166.145 | 1 | 4255
2023-06-27 07:00 | 2063.9461 | 1217.26 | 1 | 4256
2023-06-27 08:00 | 2486.248 | 1349.755 | 1 | 4257
2023-06-27 09:00 | 2676.334 | 1457.8925 | 1 | 4258
2023-06-27 10:00 | 2848.1427 | 1540.7725 | 1 | 4259
2023-06-27 11:00 | 2821.8432 | 1550.1725 | 1 | 4260
2023-06-27 12:00 | 2665.6558 | 1504.6075 | 1 | 4261
2023-06-27 13:00 | 2643.8913 | 1484.5775 | 1 | 4262
2023-06-27 14:00 | 2719.3752 | 1531.3525 | 1 | 4263
2023-06-27 15:00 | 2694.5464 | 1530.1375 | 1 | 4264
2023-06-27 16:00 | 2731.2057 | 1515.295 | 1 | 4265
2023-06-27 17:00 | 2699.9657 | 1496.795 | 1 | 4266
2023-06-27 18:00 | 2682.68 | 1492.9175 | 1 | 4267
2023-06-27 19:00 | 2618.8172 | 1448.9725 | 1 | 4268
2023-06-27 20:00 | 2457.4629 | 1539.4475 | 1 | 4269
2023-06-27 21:00 | 2388.5086 | 1589.5475 | 1 | 4270
2023-06-27 22:00 | 2343.3772 | 1588.625 | 1 | 4271
2023-06-27 23:00 | 2297.1143 | 1530.65 | 1 | 4272
2023-06-28 | 2196.8571 | 1425.0675 | 1 | 4273
2023-06-28 01:00 | 2111.6857 | 1387.1225 | 1 | 4274
2023-06-28 02:00 | 2051.0286 | 1328.095 | 1 | 4275
2023-06-28 03:00 | 2013.3143 | 1307.935 | 1 | 4276
2023-06-28 04:00 | 2001.6857 | 1219.8975 | 1 | 4277
2023-06-28 05:00 | 2059.5143 | 1212.1925 | 1 | 4278
2023-06-28 06:00 | 2138.4 | 1255.2325 | 1 | 4279
2023-06-28 07:00 | 2290.8286 | 1286.565 | 1 | 4280
2023-06-28 08:00 | 2423.4571 | 1393.79 | 1 | 4281
2023-06-28 09:00 | 2804.6857 | 1585.5225 | 1 | 4282
2023-06-28 10:00 | 2919.0857 | 1661.7875 | 1 | 4283
2023-06-28 11:00 | 2851.2 | 1476.96 | 1 | 4284
2023-06-28 12:00 | 2713.8571 | 1568.105 | 1 | 4285
2023-06-28 13:00 | 2710.0857 | 1560.0275 | 1 | 4286
2023-06-28 14:00 | 2774.8286 | 1572.175 | 1 | 4287
2023-06-28 15:00 | 2752.2 | 1520.7675 | 1 | 4288
2023-06-28 16:00 | 2810.0286 | 1404.8525 | 1 | 4289
2023-06-28 17:00 | 2789.6 | 1378.07 | 1 | 4290
2023-06-28 18:00 | 2823.2286 | 1438.575 | 1 | 4291
2023-06-28 19:00 | 2625.5429 | 1463.63 | 1 | 4292
2023-06-28 20:00 | 2482.2286 | 1507.915 | 1 | 4293
2023-06-28 21:00 | 2418.4286 | 1528.2475 | 1 | 4294
2023-06-28 22:00 | 2332 | 1598.0575 | 1 | 4295
2023-06-28 23:00 | 2256.2571 | 1530.3875 | 1 | 4296
2023-06-29 | 2159.1638 | 1418.785 | 1 | 4297
2023-06-29 01:00 | 2118.1852 | 1385.935 | 1 | 4298
2023-06-29 02:00 | 2049.4402 | 1367.2125 | 1 | 4299
2023-06-29 03:00 | 2014.8078 | 1305.5075 | 1 | 4300
2023-06-29 04:00 | 2043.6165 | 1240.8175 | 1 | 4301
2023-06-29 05:00 | 2066.0003 | 1212.41 | 1 | 4302
2023-06-29 06:00 | 2196.0451 | 1218.2025 | 1 | 4303
2023-06-29 07:00 | 2311.6662 | 1256.855 | 1 | 4304
2023-06-29 08:00 | 2479.0823 | 1330.2675 | 1 | 4305
2023-06-29 09:00 | 2645.4711 | 1158.425 | 1 | 4306
2023-06-29 10:00 | 2788.3655 | 1205.585 | 1 | 4307
2023-06-29 11:00 | 2684.8775 | 1277.305 | 1 | 4308
2023-06-29 12:00 | 2586.5186 | 1289.6325 | 1 | 4309
2023-06-29 13:00 | 2613.7199 | 1304.03 | 1 | 4310
2023-06-29 14:00 | 2596.1752 | 1496.0725 | 1 | 4311
2023-06-29 15:00 | 2562.8607 | 1506.5475 | 1 | 4312
2023-06-29 16:00 | 2599.7086 | 1543.09 | 1 | 4313
2023-06-29 17:00 | 2585.44 | 1537.3225 | 1 | 4314
2023-06-29 18:00 | 2573.3715 | 1449.825 | 1 | 4315
2023-06-29 19:00 | 2463.6229 | 1413.46 | 1 | 4316
2023-06-29 20:00 | 2298.12 | 1482.215 | 1 | 4317
2023-06-29 21:00 | 2253.1143 | 1482.1975 | 1 | 4318
2023-06-29 22:00 | 2202.9543 | 1511.095 | 1 | 4319
2023-06-29 23:00 | 2111.4343 | 1433.135 | 1 | 4320
2023-06-30 | 2014.0686 | 1395.245 | 1 | 4321
2023-06-30 01:00 | 1993.5771 | 1341.1475 | 1 | 4322
2023-06-30 02:00 | 1917.0486 | 1305.005 | 1 | 4323
2023-06-30 03:00 | 1889.4857 | 1260.8225 | 1 | 4324
2023-06-30 04:00 | 1893.2257 | 1246.7625 | 1 | 4325
2023-06-30 05:00 | 1954.3543 | 1193.885 | 1 | 4326
2023-06-30 06:00 | 2023.7486 | 1175.465 | 1 | 4327
2023-06-30 07:00 | 2192.1743 | 1198.73 | 1 | 4328
2023-06-30 08:00 | 2397.4657 | 1327.72 | 1 | 4329
2023-06-30 09:00 | 2631.3886 | 1477.34 | 1 | 4330
2023-06-30 10:00 | 2772.4086 | 1538.8175 | 1 | 4331
2023-06-30 11:00 | 2756.9771 | 1571.95 | 1 | 4332
2023-06-30 12:00 | 2676.3943 | 1636.315 | 1 | 4333
2023-06-30 13:00 | 2583.24 | 1623.535 | 1 | 4334
2023-06-30 14:00 | 2610.6457 | 1631.2675 | 1 | 4335
2023-06-30 15:00 | 2565.0429 | 1570.3475 | 1 | 4336
2023-06-30 16:00 | 2596.2514 | 1587.755 | 1 | 4337
2023-06-30 17:00 | 2616.1457 | 1554.1625 | 1 | 4338
2023-06-30 18:00 | 2649.8371 | 1498.4625 | 1 | 4339
2023-06-30 19:00 | 2618.6914 | 1474.4175 | 1 | 4340
2023-06-30 20:00 | 2446.84 | 1561.1175 | 1 | 4341
2023-06-30 21:00 | 2298.9057 | 1558.8925 | 1 | 4342
2023-06-30 22:00 | 2204.18 | 1558.0425 | 1 | 4343
2023-06-30 23:00 | 2139.3429 | 1454.3925 | 1 | 4344
2023-07-01 |  | 1436.775 | 1 | 4345
2023-07-01 01:00 |  | 1350.855 | 1 | 4346
2023-07-01 02:00 |  | 1320.0075 | 1 | 4347
2023-07-01 03:00 |  | 1268.315 | 1 | 4348
2023-07-01 04:00 |  | 1264.71 | 1 | 4349
2023-07-01 05:00 |  | 1273.0575 | 1 | 4350
2023-07-01 06:00 |  | 1249.625 | 1 | 4351
2023-07-01 07:00 |  | 1218.6025 | 1 | 4352
2023-07-01 08:00 |  | 1300.2125 | 1 | 4353
2023-07-01 09:00 |  | 1465.67 | 1 | 4354
2023-07-01 10:00 |  | 1523.1425 | 1 | 4355
2023-07-01 11:00 |  | 1630.965 | 1 | 4356
2023-07-01 12:00 |  | 1640.8725 | 1 | 4357
2023-07-01 13:00 |  | 1640.2725 | 1 | 4358
2023-07-01 14:00 |  | 1571.0375 | 1 | 4359
2023-07-01 15:00 |  | 1489.585 | 1 | 4360
2023-07-01 16:00 |  | 1522.2975 | 1 | 4361
2023-07-01 17:00 |  | 1539.01 | 1 | 4362
2023-07-01 18:00 |  | 1493.36 | 1 | 4363
2023-07-01 19:00 |  | 1514.48 | 1 | 4364
2023-07-01 20:00 |  | 1638.5875 | 1 | 4365
2023-07-01 21:00 |  | 1607.3125 | 1 | 4366
2023-07-01 22:00 |  | 1612.7875 | 1 | 4367
2023-07-01 23:00 |  | 1599.6875 | 1 | 4368
2023-07-02 | 1996.2381 | 1474.53 | 1 | 4369
2023-07-02 01:00 | 1946.7737 | 1425.5 | 1 | 4370
2023-07-02 02:00 | 1905.2459 | 1381.345 | 1 | 4371
2023-07-02 03:00 | 1851.0021 | 1356.5975 | 1 | 4372
2023-07-02 04:00 | 1839.3936 | 1296.7275 | 1 | 4373
2023-07-02 05:00 | 1851.2803 | 1253.8925 | 1 | 4374
2023-07-02 06:00 | 1922.9308 | 1200.3025 | 1 | 4375
2023-07-02 07:00 | 2024.0319 | 1176.3225 | 1 | 4376
2023-07-02 08:00 | 2037.5738 | 1110.5175 | 1 | 4377
2023-07-02 09:00 | 2196.6711 | 1197.3125 | 1 | 4378
2023-07-02 10:00 | 2317.9426 | 1278.7975 | 1 | 4379
2023-07-02 11:00 | 2278.2546 | 1335.24 | 1 | 4380
2023-07-02 12:00 | 2207.3644 | 1388.4925 | 1 | 4381
2023-07-02 13:00 | 2140.0913 | 1270.6475 | 1 | 4382
2023-07-02 14:00 | 2144.5466 | 1203.0125 | 1 | 4383
2023-07-02 15:00 | 2098.5979 | 1233.715 | 1 | 4384
2023-07-02 16:00 | 2000.1143 | 1176.3225 | 1 | 4385
2023-07-02 17:00 | 2030.6 | 1196.06 | 1 | 4386
2023-07-02 18:00 | 2092.9543 | 1160.6625 | 1 | 4387
2023-07-02 19:00 | 2092.2 | 1185.8675 | 1 | 4388
2023-07-02 20:00 | 2121.1143 | 1295.2275 | 1 | 4389
2023-07-02 21:00 | 2107.7886 | 1367.5175 | 1 | 4390
2023-07-02 22:00 | 2068.3772 | 1364.3 | 1 | 4391
2023-07-02 23:00 | 2015.2 | 1335.68 | 1 | 4392
2023-07-03 | 1926.2781 | 1431.315 | 1 | 4393
2023-07-03 01:00 | 1866.0652 | 1261.4725 | 1 | 4394
2023-07-03 02:00 | 1833.5887 | 1193.7875 | 1 | 4395
2023-07-03 03:00 | 1787.0764 | 1147.335 | 1 | 4396
2023-07-03 04:00 | 1810.1022 | 1134.2 | 1 | 4397
2023-07-03 05:00 | 1915.5832 | 1121.9225 | 1 | 4398
2023-07-03 06:00 | 2097.4851 | 1172.575 | 1 | 4399
2023-07-03 07:00 | 2232.3404 | 1251.7675 | 1 | 4400
2023-07-03 08:00 | 2404.2195 | 1403.755 | 1 | 4401
2023-07-03 09:00 | 2650.6882 | 1565.995 | 1 | 4402
2023-07-03 10:00 | 2782.3941 | 1815.915 | 1 | 4403
2023-07-03 11:00 | 2731.0775 | 1720.8775 | 1 | 4404
2023-07-03 12:00 | 2635.4215 | 1707.1875 | 1 | 4405
2023-07-03 13:00 | 2678.2742 | 1712.7325 | 1 | 4406
2023-07-03 14:00 | 2762.8095 | 1771.14 | 1 | 4407
2023-07-03 15:00 | 2841.3179 | 1851.8375 | 1 | 4408
2023-07-03 16:00 | 2863.52 | 1860.0025 | 1 | 4409
2023-07-03 17:00 | 2836.1143 | 1850.5325 | 1 | 4410
2023-07-03 18:00 | 2804.8115 | 1736.29 | 1 | 4411
2023-07-03 19:00 | 2686.8286 | 1795.01 | 1 | 4412
2023-07-03 20:00 | 2587.0743 | 1831.3225 | 1 | 4413
2023-07-03 21:00 | 2611.2115 | 1800.1025 | 1 | 4414
2023-07-03 22:00 | 2601.0914 | 1854.9825 | 1 | 4415
2023-07-03 23:00 | 2470.0972 | 1790.7575 | 1 | 4416
2023-07-04 | 2395.6953 | 1722.6125 | 1 | 4417
2023-07-04 01:00 | 2325.8652 | 1709.3675 | 1 | 4418
2023-07-04 02:00 | 2236.2516 | 1531.245 | 1 | 4419
2023-07-04 03:00 | 2185.2135 | 1406.0075 | 1 | 4420
2023-07-04 04:00 | 2178.3193 | 1325.5675 | 1 | 4421
2023-07-04 05:00 | 2259.4117 | 1291.6225 | 1 | 4422
2023-07-04 06:00 | 2293.8508 | 1303.945 | 1 | 4423
2023-07-04 07:00 | 2426.3176 | 1355.6675 | 1 | 4424
2023-07-04 08:00 | 2555.3909 | 1492.295 | 1 | 4425
2023-07-04 09:00 | 2857.7397 | 1724.1125 | 1 | 4426
2023-07-04 10:00 | 3026.9084 | 1786.3175 | 1 | 4427
2023-07-04 11:00 | 3028.0775 | 1825.4325 | 1 | 4428
2023-07-04 12:00 | 2935.8787 | 1882.9125 | 1 | 4429
2023-07-04 13:00 | 3012.6742 | 1818.98 | 1 | 4430
2023-07-04 14:00 | 3074.5809 | 1384.045 | 1 | 4431
2023-07-04 15:00 | 3056.9807 | 1215.9525 | 1 | 4432
2023-07-04 16:00 | 3142.1029 | 1450.815 | 1 | 4433
2023-07-04 17:00 | 3118.8458 | 1544.6175 | 1 | 4434
2023-07-04 18:00 | 3051.5257 | 1562.3 | 1 | 4435
2023-07-04 19:00 | 2803.3657 | 1570.625 | 1 | 4436
2023-07-04 20:00 | 2710.1486 | 1596.47 | 1 | 4437
2023-07-04 21:00 | 2678.0915 | 1668.9275 | 1 | 4438
2023-07-04 22:00 | 2719.1372 | 1668.605 | 1 | 4439
2023-07-04 23:00 | 2609.2629 | 1645.46 | 1 | 4440
2023-07-05 | 2393.6838 | 1571.5825 | 1 | 4441
2023-07-05 01:00 | 2314.1109 | 1490.37 | 1 | 4442
2023-07-05 02:00 | 2245.1145 | 1445.9375 | 1 | 4443
2023-07-05 03:00 | 2194.6421 | 1413.465 | 1 | 4444
2023-07-05 04:00 | 2182.9079 | 1348.7775 | 1 | 4445
2023-07-05 05:00 | 2248.0346 | 1321.28 | 1 | 4446
2023-07-05 06:00 | 2346.8393 | 1328.39 | 1 | 4447
2023-07-05 07:00 | 2440.5233 | 1369.28 | 1 | 4448
2023-07-05 08:00 | 2525.0938 | 1449.485 | 1 | 4449
2023-07-05 09:00 | 2774.5797 | 1622.6975 | 1 | 4450
2023-07-05 10:00 | 2984.6684 | 1709.26 | 1 | 4451
2023-07-05 11:00 | 3047.7518 | 1740.995 | 1 | 4452
2023-07-05 12:00 | 3026.4558 | 1781.3725 | 1 | 4453
2023-07-05 13:00 | 3058.497 | 1799.4175 | 1 | 4454
2023-07-05 14:00 | 3131.8438 | 1748.445 | 1 | 4455
2023-07-05 15:00 | 3007.3236 | 1802.975 | 1 | 4456
2023-07-05 16:00 | 2987.16 | 1789.19 | 1 | 4457
2023-07-05 17:00 | 2948.2514 | 1716.5625 | 1 | 4458
2023-07-05 18:00 | 2897.9657 | 1649.63 | 1 | 4459
2023-07-05 19:00 | 2837.12 | 1635.12 | 1 | 4460
2023-07-05 20:00 | 2731.96 | 1580.7575 | 1 | 4461
2023-07-05 21:00 | 2659.9257 | 1675.8975 | 1 | 4462
2023-07-05 22:00 | 2636.2286 | 1723.8775 | 1 | 4463
2023-07-05 23:00 | 2555.7086 | 1676.9625 | 1 | 4464
2023-07-06 | 2365.7124 | 1585.015 | 1 | 4465
2023-07-06 01:00 | 2320.5852 | 1532.43 | 1 | 4466
2023-07-06 02:00 | 2264.4745 | 1448.995 | 1 | 4467
2023-07-06 03:00 | 2219.4078 | 1383.55 | 1 | 4468
2023-07-06 04:00 | 2173.7308 | 1347.085 | 1 | 4469
2023-07-06 05:00 | 2255.7032 | 1333.6875 | 1 | 4470
2023-07-06 06:00 | 2361.9879 | 1334.2 | 1 | 4471
2023-07-06 07:00 | 2442.0947 | 1451.965 | 1 | 4472
2023-07-06 08:00 | 2496.9338 | 1507.7225 | 1 | 4473
2023-07-06 09:00 | 2830.1454 | 1653.2675 | 1 | 4474
2023-07-06 10:00 | 2913.7655 | 1684.7525 | 1 | 4475
2023-07-06 11:00 | 3030.0261 | 1606.005 | 1 | 4476
2023-07-06 12:00 | 2918.7186 | 1545.47 | 1 | 4477
2023-07-06 13:00 | 2913.4856 | 1522.4625 | 1 | 4478
2023-07-06 14:00 | 2951.5066 | 1682.825 | 1 | 4479
2023-07-06 15:00 | 3028.3179 | 1688.8275 | 1 | 4480
2023-07-06 16:00 | 3035.1829 | 1645.2275 | 1 | 4481
2023-07-06 17:00 | 2825.9943 | 1603.475 | 1 | 4482
2023-07-06 18:00 | 2792.1772 | 1578.265 | 1 | 4483
2023-07-06 19:00 | 2656.6572 | 1598.8725 | 1 | 4484
2023-07-06 20:00 | 2548.3543 | 1527.79 | 1 | 4485
2023-07-06 21:00 | 2518.56 | 1562.9925 | 1 | 4486
2023-07-06 22:00 | 2485.6229 | 1635.2175 | 1 | 4487
2023-07-06 23:00 | 2423.8343 | 1604.3325 | 1 | 4488
2023-07-07 | 2296.1714 | 1480.405 | 1 | 4489
2023-07-07 01:00 | 2232.6857 | 1418.9125 | 1 | 4490
2023-07-07 02:00 | 2106.6571 | 1373.005 | 1 | 4491
2023-07-07 03:00 | 2018.6571 | 1338.1775 | 1 | 4492
2023-07-07 04:00 | 2031.8571 | 1310.025 | 1 | 4493
2023-07-07 05:00 | 2129.2857 | 1289.81 | 1 | 4494
2023-07-07 06:00 | 2229.5429 | 1272.9225 | 1 | 4495
2023-07-07 07:00 | 2330.1143 | 1369.2575 | 1 | 4496
2023-07-07 08:00 | 2525.6 | 1465.3975 | 1 | 4497
2023-07-07 09:00 | 2672.6857 | 1614.9575 | 1 | 4498
2023-07-07 10:00 | 2870.3714 | 1644.8075 | 1 | 4499
2023-07-07 11:00 | 2877.6 | 1603.4525 | 1 | 4500
2023-07-07 12:00 | 2806.8857 | 1637.295 | 1 | 4501
2023-07-07 13:00 | 2775.7714 | 1686.77 | 1 | 4502
2023-07-07 14:00 | 2910.9143 | 1688.37 | 1 | 4503
2023-07-07 15:00 | 2940.4571 | 1733.2275 | 1 | 4504
2023-07-07 16:00 | 2960.8857 | 1779.4875 | 1 | 4505
2023-07-07 17:00 | 2895.8286 | 1738.8025 | 1 | 4506
2023-07-07 18:00 | 2903.0571 | 1622.025 | 1 | 4507
2023-07-07 19:00 | 2809.4 | 1588.8075 | 1 | 4508
2023-07-07 20:00 | 2648.8 | 1618.1125 | 1 | 4509
2023-07-07 21:00 | 2592.5429 | 1655.9775 | 1 | 4510
2023-07-07 22:00 | 2547.9143 | 1657.2775 | 1 | 4511
2023-07-07 23:00 | 2470.6 | 1602.1925 | 1 | 4512
2023-07-08 | 2373.1714 | 1494.945 | 1 | 4513
2023-07-08 01:00 | 2257.2 | 1445.73 | 1 | 4514
2023-07-08 02:00 | 2192.4571 | 1400.2025 | 1 | 4515
2023-07-08 03:00 | 2139.6571 | 1380.8525 | 1 | 4516
2023-07-08 04:00 | 2150.9714 | 1221.9025 | 1 | 4517
2023-07-08 05:00 | 2191.5143 | 1162.14 | 1 | 4518
2023-07-08 06:00 | 2267.5714 | 1119.435 | 1 | 4519
2023-07-08 07:00 | 2366.5714 | 1201.795 | 1 | 4520
2023-07-08 08:00 | 2459.9143 | 1281.6425 | 1 | 4521
2023-07-08 09:00 | 2720.1429 | 1392.095 | 1 | 4522
2023-07-08 10:00 | 2856.5429 | 1443.1975 | 1 | 4523
2023-07-08 11:00 | 2775.1429 | 1449.44 | 1 | 4524
2023-07-08 12:00 | 2734.2857 | 1459.3925 | 1 | 4525
2023-07-08 13:00 | 2824.1714 | 1420.45 | 1 | 4526
2023-07-08 14:00 | 2928.5143 | 1455.9 | 1 | 4527
2023-07-08 15:00 | 2892.0571 | 1403.1325 | 1 | 4528
2023-07-08 16:00 | 2894.2571 | 1413.8525 | 1 | 4529
2023-07-08 17:00 | 2875.7143 | 1400.375 | 1 | 4530
2023-07-08 18:00 | 2690.9143 | 1357.01 | 1 | 4531
2023-07-08 19:00 | 2656.9714 | 1398.125 | 1 | 4532
2023-07-08 20:00 | 2563.9429 | 1446.3925 | 1 | 4533
2023-07-08 21:00 | 2498.5714 | 1387.5275 | 1 | 4534
2023-07-08 22:00 | 2441.3714 | 1452.685 | 1 | 4535
2023-07-08 23:00 | 2396.1143 | 1427.885 | 1 | 4536
2023-07-09 | 2275.7638 | 1251.585 | 1 | 4537
2023-07-09 01:00 | 2216.3052 | 1265.5475 | 1 | 4538
2023-07-09 02:00 | 2149.4459 | 1216.775 | 1 | 4539
2023-07-09 03:00 | 2069.9335 | 1173.7275 | 1 | 4540
2023-07-09 04:00 | 2025.5765 | 1153.68 | 1 | 4541
2023-07-09 05:00 | 2048.2118 | 1120.9175 | 1 | 4542
2023-07-09 06:00 | 2102.7022 | 1021.155 | 1 | 4543
2023-07-09 07:00 | 2129.5062 | 860.88 | 1 | 4544
2023-07-09 08:00 | 2282.4023 | 860.825 | 1 | 4545
2023-07-09 09:00 | 2323.9568 | 927.1175 | 1 | 4546
2023-07-09 10:00 | 2415.1198 | 836.1275 | 1 | 4547
2023-07-09 11:00 | 2419.1175 | 952.6625 | 1 | 4548
2023-07-09 12:00 | 2198.5644 | 995.3675 | 1 | 4549
2023-07-09 13:00 | 2201.3142 | 996.495 | 1 | 4550
2023-07-09 14:00 | 2106.518 | 969.71 | 1 | 4551
2023-07-09 15:00 | 2168.5579 | 970.24 | 1 | 4552
2023-07-09 16:00 | 2113.76 | 916.925 | 1 | 4553
2023-07-09 17:00 | 2092.2629 | 912.1925 | 1 | 4554
2023-07-09 18:00 | 2102.5714 | 992.435 | 1 | 4555
2023-07-09 19:00 | 2205.1543 | 1046.49 | 1 | 4556
2023-07-09 20:00 | 2209.8686 | 1108.86 | 1 | 4557
2023-07-09 21:00 | 2173.9143 | 1051.195 | 1 | 4558
2023-07-09 22:00 | 2183.5943 | 1123.5525 | 1 | 4559
2023-07-09 23:00 | 2118.7886 | 1092.635 | 1 | 4560
2023-07-10 | 2059.7867 | 1094.9775 | 1 | 4561
2023-07-10 01:00 | 1991.4023 | 976.75 | 1 | 4562
2023-07-10 02:00 | 1933.9716 | 957.3 | 1 | 4563
2023-07-10 03:00 | 1915.3678 | 937.1175 | 1 | 4564
2023-07-10 04:00 | 1919.7879 | 894.7875 | 1 | 4565
2023-07-10 05:00 | 2032.7489 | 927.885 | 1 | 4566
2023-07-10 06:00 | 2201.325 | 986.9625 | 1 | 4567
2023-07-10 07:00 | 2312.0433 | 1160.46 | 1 | 4568
2023-07-10 08:00 | 2501.8366 | 1302.115 | 1 | 4569
2023-07-10 09:00 | 2747.9911 | 1522.0575 | 1 | 4570
2023-07-10 10:00 | 2789.2455 | 1558.945 | 1 | 4571
2023-07-10 11:00 | 2798.4604 | 1487.5625 | 1 | 4572
2023-07-10 12:00 | 2610.5301 | 1497.0425 | 1 | 4573
2023-07-10 13:00 | 2713.0342 | 1416.8675 | 1 | 4574
2023-07-10 14:00 | 2759.1638 | 1500.0725 | 1 | 4575
2023-07-10 15:00 | 2752.8779 | 1508.955 | 1 | 4576
2023-07-10 16:00 | 2758.1086 | 1533.885 | 1 | 4577
2023-07-10 17:00 | 2724.4172 | 1501.575 | 1 | 4578
2023-07-10 18:00 | 2654.0172 | 1439.7675 | 1 | 4579
2023-07-10 19:00 | 2568.5315 | 1405.155 | 1 | 4580
2023-07-10 20:00 | 2412.08 | 1383.775 | 1 | 4581
2023-07-10 21:00 | 2356.5772 | 1310.6775 | 1 | 4582
2023-07-10 22:00 | 2302.2057 | 1403.05 | 1 | 4583
2023-07-10 23:00 | 2181.96 | 1376.1225 | 1 | 4584
2023-07-11 | 2090.6495 | 1297.855 | 1 | 4585
2023-07-11 01:00 | 2046.8109 | 1231.5125 | 1 | 4586
2023-07-11 02:00 | 2005.5344 | 1148.2075 | 1 | 4587
2023-07-11 03:00 | 1980.9278 | 1068.1625 | 1 | 4588
2023-07-11 04:00 | 1954.7365 | 1052.8425 | 1 | 4589
2023-07-11 05:00 | 2058.3946 | 1080.9025 | 1 | 4590
2023-07-11 06:00 | 2223.7022 | 1200.5525 | 1 | 4591
2023-07-11 07:00 | 2334.8604 | 1203.035 | 1 | 4592
2023-07-11 08:00 | 2445.7995 | 1299.9325 | 1 | 4593
2023-07-11 09:00 | 2672.0911 | 1405.2675 | 1 | 4594
2023-07-11 10:00 | 2731.0712 | 1440.5925 | 1 | 4595
2023-07-11 11:00 | 2669.5718 | 1427.13 | 1 | 4596
2023-07-11 12:00 | 2687.7501 | 1402.1325 | 1 | 4597
2023-07-11 13:00 | 2715.8627 | 1403.555 | 1 | 4598
2023-07-11 14:00 | 2677.638 | 1507.5025 | 1 | 4599
2023-07-11 15:00 | 2660.4464 | 1591.8025 | 1 | 4600
2023-07-11 16:00 | 2648.0143 | 1601.4675 | 1 | 4601
2023-07-11 17:00 | 2505.2657 | 1569.8225 | 1 | 4602
2023-07-11 18:00 | 2534.0229 | 1527.3725 | 1 | 4603
2023-07-11 19:00 | 2388.4457 | 1433.035 | 1 | 4604
2023-07-11 20:00 | 2267.2257 | 1478.3875 | 1 | 4605
2023-07-11 21:00 | 2159.4257 | 1488.3975 | 1 | 4606
2023-07-11 22:00 | 2095.1543 | 1528.5225 | 1 | 4607
2023-07-11 23:00 | 2018.9714 | 1456.8325 | 1 | 4608
2023-07-12 | 1931.8095 | 1377.1425 | 1 | 4609
2023-07-12 01:00 | 1868.5794 | 1319.35 | 1 | 4610
2023-07-12 02:00 | 1831.3259 | 1232.1325 | 1 | 4611
2023-07-12 03:00 | 1828.0592 | 1216.81 | 1 | 4612
2023-07-12 04:00 | 1841.5307 | 1163.9475 | 1 | 4613
2023-07-12 05:00 | 1947.326 | 1162.535 | 1 | 4614
2023-07-12 06:00 | 2107.7936 | 1221.5 | 1 | 4615
2023-07-12 07:00 | 2228.3176 | 1252.845 | 1 | 4616
2023-07-12 08:00 | 2401.0766 | 1316.0425 | 1 | 4617
2023-07-12 09:00 | 2587.5797 | 1492.205 | 1 | 4618
2023-07-12 10:00 | 2774.2227 | 1569.6225 | 1 | 4619
2023-07-12 11:00 | 2697.8889 | 1616.075 | 1 | 4620
2023-07-12 12:00 | 2620.9015 | 1610.6225 | 1 | 4621
2023-07-12 13:00 | 2590.0227 | 1577.1625 | 1 | 4622
2023-07-12 14:00 | 2651.0495 | 1639.345 | 1 | 4623
2023-07-12 15:00 | 2682.7293 | 1679.6275 | 1 | 4624
2023-07-12 16:00 | 2718.3829 | 1750.33 | 1 | 4625
2023-07-12 17:00 | 2715.4286 | 1687.1175 | 1 | 4626
2023-07-12 18:00 | 2648.9257 | 1601.455 | 1 | 4627
2023-07-12 19:00 | 2555.52 | 1580.895 | 1 | 4628
2023-07-12 20:00 | 2401.3314 | 1590.7425 | 1 | 4629
2023-07-12 21:00 | 2314.6514 | 1597.26 | 1 | 4630
2023-07-12 22:00 | 2235.1372 | 1596.035 | 1 | 4631
2023-07-12 23:00 | 2098.6115 | 1541.8375 | 1 | 4632
2023-07-13 |  | 1448.3975 | 1 | 4633
2023-07-13 01:00 |  | 1393.755 | 1 | 4634
2023-07-13 02:00 |  | 1263.8775 | 1 | 4635
2023-07-13 03:00 |  | 1293.1475 | 1 | 4636
2023-07-13 04:00 |  | 1247.495 | 1 | 4637
2023-07-13 05:00 |  | 1214.5775 | 1 | 4638
2023-07-13 06:00 |  | 1238.795 | 1 | 4639
2023-07-13 07:00 |  | 1322.4125 | 1 | 4640
2023-07-13 08:00 |  | 1428.0575 | 1 | 4641
2023-07-13 09:00 |  | 1578.8925 | 1 | 4642
2023-07-13 10:00 |  | 1617.535 | 1 | 4643
2023-07-13 11:00 |  | 1663.8275 | 1 | 4644
2023-07-13 12:00 |  | 1666.4425 | 1 | 4645
2023-07-13 13:00 |  | 1646.8975 | 1 | 4646
2023-07-13 14:00 |  | 1657.915 | 1 | 4647
2023-07-13 15:00 |  | 1757.8425 | 1 | 4648
2023-07-13 16:00 |  | 1741.51 | 1 | 4649
2023-07-13 17:00 |  | 1726.8775 | 1 | 4650
2023-07-13 18:00 |  | 1626.705 | 1 | 4651
2023-07-13 19:00 |  | 1588.3375 | 1 | 4652
2023-07-13 20:00 |  | 1620.035 | 1 | 4653
2023-07-13 21:00 |  | 1666.0225 | 1 | 4654
2023-07-13 22:00 |  | 1641.07 | 1 | 4655
2023-07-13 23:00 |  | 1614.975 | 1 | 4656
2023-07-14 | 2023.1724 | 1523.73 | 1 | 4657
2023-07-14 01:00 | 1970.2194 | 1441.01 | 1 | 4658
2023-07-14 02:00 | 1936.3916 | 1390.0575 | 1 | 4659
2023-07-14 03:00 | 1882.9649 | 1332.56 | 1 | 4660
2023-07-14 04:00 | 1889.8679 | 1333.8575 | 1 | 4661
2023-07-14 05:00 | 2018.3232 | 1248.6825 | 1 | 4662
2023-07-14 06:00 | 2115.305 | 1289.9325 | 1 | 4663
2023-07-14 07:00 | 2294.1919 | 1366.3075 | 1 | 4664
2023-07-14 08:00 | 2470.2195 | 1445.95 | 1 | 4665
2023-07-14 09:00 | 2743.7797 | 1626.5275 | 1 | 4666
2023-07-14 10:00 | 2822.1198 | 1683.2025 | 1 | 4667
2023-07-14 11:00 | 2743.6804 | 1649.5075 | 1 | 4668
2023-07-14 12:00 | 2659.4958 | 1609.0975 | 1 | 4669
2023-07-14 13:00 | 2710.7399 | 1701.6775 | 1 | 4670
2023-07-14 14:00 | 2752.3438 | 1693.6575 | 1 | 4671
2023-07-14 15:00 | 2796.7207 | 1760.445 | 1 | 4672
2023-07-14 16:00 | 2669.7 | 1770.525 | 1 | 4673
2023-07-14 17:00 | 2725.3914 | 1702.775 | 1 | 4674
2023-07-14 18:00 | 2667.6572 | 1540.515 | 1 | 4675
2023-07-14 19:00 | 2464.9114 | 1628.9675 | 1 | 4676
2023-07-14 20:00 | 2390.1743 | 1635.8475 | 1 | 4677
2023-07-14 21:00 | 2260.0286 | 1654.885 | 1 | 4678
2023-07-14 22:00 | 2156.9114 | 1642.5925 | 1 | 4679
2023-07-14 23:00 | 2033.9943 | 1607.295 | 1 | 4680
2023-07-15 | 1971.5143 | 1514.115 | 1 | 4681
2023-07-15 01:00 | 1886.0286 | 1464.6375 | 1 | 4682
2023-07-15 02:00 | 1878.1714 | 1397.7525 | 1 | 4683
2023-07-15 03:00 | 1860.8857 | 1343.6625 | 1 | 4684
2023-07-15 04:00 | 1886.9714 | 1298.7 | 1 | 4685
2023-07-15 05:00 | 1980.9429 | 1277.8975 | 1 | 4686
2023-07-15 06:00 | 2069.2571 | 1264.3325 | 1 | 4687
2023-07-15 07:00 | 2252.8 | 1314.98 | 1 | 4688
2023-07-15 08:00 | 2376 | 1396.3425 | 1 | 4689
2023-07-15 09:00 | 2624.9143 | 1511.245 | 1 | 4690
2023-07-15 10:00 | 2771.0571 | 1570.6125 | 1 | 4691
2023-07-15 11:00 | 2744.0286 | 1636.04 | 1 | 4692
2023-07-15 12:00 | 2605.1143 | 1644.5625 | 1 | 4693
2023-07-15 13:00 | 2550.4286 | 1618.2375 | 1 | 4694
2023-07-15 14:00 | 2703.4857 | 1662.3775 | 1 | 4695
2023-07-15 15:00 | 2634.3429 | 1682.49 | 1 | 4696
2023-07-15 16:00 | 2707.8857 | 1546.695 | 1 | 4697
2023-07-15 17:00 | 2657.2857 | 1445.33 | 1 | 4698
2023-07-15 18:00 | 2663.5714 | 1376.3825 | 1 | 4699
2023-07-15 19:00 | 2560.4857 | 1455.715 | 1 | 4700
2023-07-15 20:00 | 2384.8 | 1497.565 | 1 | 4701
2023-07-15 21:00 | 2224.8286 | 1574.065 | 1 | 4702
2023-07-15 22:00 | 2205.3429 | 1587.12 | 1 | 4703
2023-07-15 23:00 | 2097.8571 | 1530.5 | 1 | 4704
2023-07-16 | 2002.7124 | 1407.66 | 1 | 4705
2023-07-16 01:00 | 1949.8537 | 1359.4425 | 1 | 4706
2023-07-16 02:00 | 1871.303 | 1283.81 | 1 | 4707
2023-07-16 03:00 | 1869.5449 | 1212.565 | 1 | 4708
2023-07-16 04:00 | 1836.7536 | 1169.6 | 1 | 4709
2023-07-16 05:00 | 1893.0175 | 1101.875 | 1 | 4710
2023-07-16 06:00 | 1968.3136 | 996.6975 | 1 | 4711
2023-07-16 07:00 | 1980.1576 | 955.67 | 1 | 4712
2023-07-16 08:00 | 2110.1738 | 914.3775 | 1 | 4713
2023-07-16 09:00 | 2206.4768 | 961.17 | 1 | 4714
2023-07-16 10:00 | 2242.9541 | 927.4925 | 1 | 4715
2023-07-16 11:00 | 2245.1289 | 1023.5375 | 1 | 4716
2023-07-16 12:00 | 2093.0901 | 1065.375 | 1 | 4717
2023-07-16 13:00 | 1920.5942 | 1136.695 | 1 | 4718
2023-07-16 14:00 | 1981.9352 | 1241.1125 | 1 | 4719
2023-07-16 15:00 | 1980.6779 | 1276.2375 | 1 | 4720
2023-07-16 16:00 | 1953.16 | 1175.6375 | 1 | 4721
2023-07-16 17:00 | 1950.1429 | 1167.3425 | 1 | 4722
2023-07-16 18:00 | 2040.9086 | 1143.3925 | 1 | 4723
2023-07-16 19:00 | 2123.6286 | 1172.3425 | 1 | 4724
2023-07-16 20:00 | 2112.1257 | 1269.4025 | 1 | 4725
2023-07-16 21:00 | 2054.9257 | 1398.4975 | 1 | 4726
2023-07-16 22:00 | 2027.6457 | 1398.4925 | 1 | 4727
2023-07-16 23:00 | 1938.2629 | 1342.65 | 1 | 4728
2023-07-17 | 1827.6372 | 1393.465 | 1 | 4729
2023-07-17 01:00 | 1772.5083 | 1253.4475 | 1 | 4730
2023-07-17 02:00 | 1708.7388 | 1237.075 | 1 | 4731
2023-07-17 03:00 | 1702.7853 | 1153.47 | 1 | 4732
2023-07-17 04:00 | 1708.6375 | 1135.1875 | 1 | 4733
2023-07-17 05:00 | 1823.6375 | 1121.6025 | 1 | 4734
2023-07-17 06:00 | 1997.0728 | 1150.9975 | 1 | 4735
2023-07-17 07:00 | 2183.1269 | 1314.0225 | 1 | 4736
2023-07-17 08:00 | 2341.6767 | 1477.7625 | 1 | 4737
2023-07-17 09:00 | 2579.0369 | 1587.075 | 1 | 4738
2023-07-17 10:00 | 2608.7719 | 1709.035 | 1 | 4739
2023-07-17 11:00 | 2584.9873 | 1705.7175 | 1 | 4740
2023-07-17 12:00 | 2502.8526 | 1718.0375 | 1 | 4741
2023-07-17 13:00 | 2434.1971 | 1711.955 | 1 | 4742
2023-07-17 14:00 | 2531.4399 | 1820.535 | 1 | 4743
2023-07-17 15:00 | 2618.8667 | 1839.05 | 1 | 4744
2023-07-17 16:00 | 2585.4809 | 1856.4375 | 1 | 4745
2023-07-17 17:00 | 2446.6047 | 1792.8325 | 1 | 4746
2023-07-17 18:00 | 2365.0102 | 1600.3175 | 1 | 4747
2023-07-17 19:00 | 2298.7647 | 1643.825 | 1 | 4748
2023-07-17 20:00 | 2179.4121 | 1687.9725 | 1 | 4749
2023-07-17 21:00 | 2175.974 | 1730.395 | 1 | 4750
2023-07-17 22:00 | 2093.52 | 1677.1225 | 1 | 4751
2023-07-17 23:00 | 2001.5498 | 1643.8975 | 1 | 4752
2023-07-18 | 1901.68 | 1541.17 | 1 | 4753
2023-07-18 01:00 | 1853.2432 | 1451.83 | 1 | 4754
2023-07-18 02:00 | 1826.3109 | 1433.585 | 1 | 4755
2023-07-18 03:00 | 1792.9136 | 1375.235 | 1 | 4756
2023-07-18 04:00 | 1804.7826 | 1307.43 | 1 | 4757
2023-07-18 05:00 | 1919.1687 | 1349.095 | 1 | 4758
2023-07-18 06:00 | 2088.6133 | 1246.485 | 1 | 4759
2023-07-18 07:00 | 2193.1958 | 1365.995 | 1 | 4760
2023-07-18 08:00 | 2431.2525 | 1427.5975 | 1 | 4761
2023-07-18 09:00 | 2747.1374 | 1538.465 | 1 | 4762
2023-07-18 10:00 | 2786.0817 | 1592.705 | 1 | 4763
2023-07-18 11:00 | 2727.179 | 1673.975 | 1 | 4764
2023-07-18 12:00 | 2578.6145 | 1649.2125 | 1 | 4765
2023-07-18 13:00 | 2538.8148 | 1643.925 | 1 | 4766
2023-07-18 14:00 | 2616.2269 | 1735.6025 | 1 | 4767
2023-07-18 15:00 | 2678.0519 | 1757.24 | 1 | 4768
2023-07-18 16:00 | 2682.1786 | 1727.475 | 1 | 4769
2023-07-18 17:00 | 2652.2177 | 1669.145 | 1 | 4770
2023-07-18 18:00 | 2591.7433 | 1611.2125 | 1 | 4771
2023-07-18 19:00 | 2484.7312 | 1594.0875 | 1 | 4772
2023-07-18 20:00 | 2332.9005 | 1669.6875 | 1 | 4773
2023-07-18 21:00 | 2247.254 | 1669.3 | 1 | 4774
2023-07-18 22:00 | 2154.24 | 1691.5225 | 1 | 4775
2023-07-18 23:00 | 2102.2381 | 1601.115 | 1 | 4776
2023-07-19 | 1978.3628 | 1552.385 | 1 | 4777
2023-07-19 01:00 | 1925.9353 | 1468.39 | 1 | 4778
2023-07-19 02:00 | 1875.4271 | 1388.385 | 1 | 4779
2023-07-19 03:00 | 1843.1964 | 1332.585 | 1 | 4780
2023-07-19 04:00 | 1879.4393 | 1299.38 | 1 | 4781
2023-07-19 05:00 | 1981.5464 | 1293.5 | 1 | 4782
2023-07-19 06:00 | 2151.7891 | 1317.125 | 1 | 4783
2023-07-19 07:00 | 2302.7251 | 1400.2025 | 1 | 4784
2023-07-19 08:00 | 2484.9735 | 1490.185 | 1 | 4785
2023-07-19 09:00 | 2747.7513 | 1619.9575 | 1 | 4786
2023-07-19 10:00 | 2832.7421 | 1713.795 | 1 | 4787
2023-07-19 11:00 | 2784.7064 | 1700.6625 | 1 | 4788
2023-07-19 12:00 | 2620.0564 | 1720.45 | 1 | 4789
2023-07-19 13:00 | 2623.4175 | 1707.8125 | 1 | 4790
2023-07-19 14:00 | 2767.9962 | 1784.59 | 1 | 4791
2023-07-19 15:00 | 2738.6491 | 1818.1425 | 1 | 4792
2023-07-19 16:00 | 2681.933 | 1802.0325 | 1 | 4793
2023-07-19 17:00 | 2669.04 | 1778.3875 | 1 | 4794
2023-07-19 18:00 | 2679.0475 | 1714.6375 | 1 | 4795
2023-07-19 19:00 | 2589.1647 | 1718.055 | 1 | 4796
2023-07-19 20:00 | 2400.1284 | 1700.65 | 1 | 4797
2023-07-19 21:00 | 2331.7954 | 1748.3775 | 1 | 4798
2023-07-19 22:00 | 2209.2502 | 1742.585 | 1 | 4799
2023-07-19 23:00 | 2112 | 1672.105 | 1 | 4800
2023-07-20 | 2006.7889 | 1639.9 | 1 | 4801
2023-07-20 01:00 | 1990.8916 | 1558.6275 | 1 | 4802
2023-07-20 02:00 | 1930.1918 | 1517.4425 | 1 | 4803
2023-07-20 03:00 | 1894.8299 | 1488.2325 | 1 | 4804
2023-07-20 04:00 | 1903.6905 | 1413.365 | 1 | 4805
2023-07-20 05:00 | 2053.6859 | 1367.315 | 1 | 4806
2023-07-20 06:00 | 2181.6886 | 1365.7925 | 1 | 4807
2023-07-20 07:00 | 2376.5837 | 1463.28 | 1 | 4808
2023-07-20 08:00 | 2485.0962 | 1553.8075 | 1 | 4809
2023-07-20 09:00 | 2769.8536 | 1707.645 | 1 | 4810
2023-07-20 10:00 | 2781.784 | 1796.8225 | 1 | 4811
2023-07-20 11:00 | 2826.4552 | 1833.83 | 1 | 4812
2023-07-20 12:00 | 2753.0387 | 1847.9625 | 1 | 4813
2023-07-20 13:00 | 2666.0873 | 1861.8625 | 1 | 4814
2023-07-20 14:00 | 2841.7321 | 1890.4925 | 1 | 4815
2023-07-20 15:00 | 2909.5737 | 1872.57 | 1 | 4816
2023-07-20 16:00 | 2908.7889 | 1894.5025 | 1 | 4817
2023-07-20 17:00 | 2792.2605 | 1891.9175 | 1 | 4818
2023-07-20 18:00 | 2700.8428 | 1832.1825 | 1 | 4819
2023-07-20 19:00 | 2546.1265 | 1791.02 | 1 | 4820
2023-07-20 20:00 | 2447.8326 | 1774.385 | 1 | 4821
2023-07-20 21:00 | 2387.0512 | 1790.195 | 1 | 4822
2023-07-20 22:00 | 2327.9275 | 1812.7275 | 1 | 4823
2023-07-20 23:00 | 2193.84 | 1734.9625 | 1 | 4824
2023-07-21 |  | 1723.6325 | 1 | 4825
2023-07-21 01:00 |  | 1621.1475 | 1 | 4826
2023-07-21 02:00 |  | 1559.3375 | 1 | 4827
2023-07-21 03:00 |  | 1474.345 | 1 | 4828
2023-07-21 04:00 |  | 1392.7225 | 1 | 4829
2023-07-21 05:00 |  | 1445.225 | 1 | 4830
2023-07-21 06:00 |  | 1365.655 | 1 | 4831
2023-07-21 07:00 |  | 1537.58 | 1 | 4832
2023-07-21 08:00 |  | 1652.095 | 1 | 4833
2023-07-21 09:00 |  | 1805.6225 | 1 | 4834
2023-07-21 10:00 |  | 1894.12 | 1 | 4835
2023-07-21 11:00 |  | 1900.5125 | 1 | 4836
2023-07-21 12:00 |  | 1954.175 | 1 | 4837
2023-07-21 13:00 |  | 1916.885 | 1 | 4838
2023-07-21 14:00 |  | 2069.125 | 1 | 4839
2023-07-21 15:00 |  | 2090.6925 | 1 | 4840
2023-07-21 16:00 |  | 2053.4425 | 1 | 4841
2023-07-21 17:00 |  | 1964.5075 | 1 | 4842
2023-07-21 18:00 |  | 1916.98 | 1 | 4843
2023-07-21 19:00 |  | 1958.0175 | 1 | 4844
2023-07-21 20:00 |  | 1944.4925 | 1 | 4845
2023-07-21 21:00 |  | 1954.1075 | 1 | 4846
2023-07-21 22:00 |  | 1962.9275 | 1 | 4847
2023-07-21 23:00 |  | 1934.695 | 1 | 4848
2023-07-22 |  | 1816.055 | 1 | 4849
2023-07-22 01:00 |  | 1758.95 | 1 | 4850
2023-07-22 02:00 |  | 1707.6775 | 1 | 4851
2023-07-22 03:00 |  | 1652.7075 | 1 | 4852
2023-07-22 04:00 |  | 1591.605 | 1 | 4853
2023-07-22 05:00 |  | 1566.895 | 1 | 4854
2023-07-22 06:00 |  | 1477.9025 | 1 | 4855
2023-07-22 07:00 |  | 1459.0775 | 1 | 4856
2023-07-22 08:00 |  | 1513.7625 | 1 | 4857
2023-07-22 09:00 |  | 1651.3425 | 1 | 4858
2023-07-22 10:00 |  | 1798.8125 | 1 | 4859
2023-07-22 11:00 |  | 1874.215 | 1 | 4860
2023-07-22 12:00 |  | 1886.25 | 1 | 4861
2023-07-22 13:00 |  | 1892.14 | 1 | 4862
2023-07-22 14:00 |  | 1960.9925 | 1 | 4863
2023-07-22 15:00 |  | 2040.02 | 1 | 4864
2023-07-22 16:00 |  | 1910.6125 | 1 | 4865
2023-07-22 17:00 |  | 1791.9375 | 1 | 4866
2023-07-22 18:00 |  | 1723.3675 | 1 | 4867
2023-07-22 19:00 |  | 1774.4225 | 1 | 4868
2023-07-22 20:00 |  | 1845.395 | 1 | 4869
2023-07-22 21:00 |  | 1890.4925 | 1 | 4870
2023-07-22 22:00 |  | 1910.1775 | 1 | 4871
2023-07-22 23:00 |  | 1847.845 | 1 | 4872
2023-07-23 | 1967.8028 | 1733.2125 | 1 | 4873
2023-07-23 01:00 | 1946.5334 | 1713.37 | 1 | 4874
2023-07-23 02:00 | 1881.7816 | 1664.7375 | 1 | 4875
2023-07-23 03:00 | 1881.323 | 1637.555 | 1 | 4876
2023-07-23 04:00 | 1885.4868 | 1581.9325 | 1 | 4877
2023-07-23 05:00 | 1887.8264 | 1465.045 | 1 | 4878
2023-07-23 06:00 | 1920.697 | 1331.0975 | 1 | 4879
2023-07-23 07:00 | 2063.1604 | 1294.355 | 1 | 4880
2023-07-23 08:00 | 2140.7911 | 1271.99 | 1 | 4881
2023-07-23 09:00 | 2250.9708 | 1330.1025 | 1 | 4882
2023-07-23 10:00 | 2241.0444 | 1346.0625 | 1 | 4883
2023-07-23 11:00 | 2295.232 | 1465.0075 | 1 | 4884
2023-07-23 12:00 | 2173.9577 | 1485.2575 | 1 | 4885
2023-07-23 13:00 | 2127.9264 | 1482.125 | 1 | 4886
2023-07-23 14:00 | 2187.012 | 1553 | 1 | 4887
2023-07-23 15:00 | 2071.2509 | 1559.405 | 1 | 4888
2023-07-23 16:00 | 2028.1954 | 1528.2675 | 1 | 4889
2023-07-23 17:00 | 2011.4651 | 1479.07 | 1 | 4890
2023-07-23 18:00 | 2134.4707 | 1402.94 | 1 | 4891
2023-07-23 19:00 | 2226.8093 | 1399.2025 | 1 | 4892
2023-07-23 20:00 | 2199.8875 | 1505.5075 | 1 | 4893
2023-07-23 21:00 | 2160.2261 | 1624.44 | 1 | 4894
2023-07-23 22:00 | 2161.147 | 1713.6425 | 1 | 4895
2023-07-23 23:00 | 2069.361 | 1709.07 | 1 | 4896
2023-07-24 | 1969.1535 | 1691.1575 | 1 | 4897
2023-07-24 01:00 | 1904.0171 | 1553.915 | 1 | 4898
2023-07-24 02:00 | 1860.0169 | 1496.7675 | 1 | 4899
2023-07-24 03:00 | 1831.1629 | 1432.3475 | 1 | 4900
2023-07-24 04:00 | 1836.2784 | 1371.775 | 1 | 4901
2023-07-24 05:00 | 1943.3585 | 1326.7225 | 1 | 4902
2023-07-24 06:00 | 2046.8031 | 1325.86 | 1 | 4903
2023-07-24 07:00 | 2164.4014 | 1401.3725 | 1 | 4904
2023-07-24 08:00 | 2375.1372 | 1559.1125 | 1 | 4905
2023-07-24 09:00 | 2623.1801 | 1769.52 | 1 | 4906
2023-07-24 10:00 | 2671.6407 | 1867.16 | 1 | 4907
2023-07-24 11:00 | 2609.1157 | 1884.05 | 1 | 4908
2023-07-24 12:00 | 2487.3196 | 1935.6625 | 1 | 4909
2023-07-24 13:00 | 2556.4352 | 1935.7475 | 1 | 4910
2023-07-24 14:00 | 2665.5888 | 2034.3075 | 1 | 4911
2023-07-24 15:00 | 2675.5961 | 2077.2125 | 1 | 4912
2023-07-24 16:00 | 2694.8261 | 2048.485 | 1 | 4913
2023-07-24 17:00 | 2675.2409 | 2004.99 | 1 | 4914
2023-07-24 18:00 | 2623.5461 | 1922.1925 | 1 | 4915
2023-07-24 19:00 | 2615.3191 | 1904.2425 | 1 | 4916
2023-07-24 20:00 | 2426.774 | 1933.925 | 1 | 4917
2023-07-24 21:00 | 2395.8307 | 1959.39 | 1 | 4918
2023-07-24 22:00 | 2316.3851 | 1974.55 | 1 | 4919
2023-07-24 23:00 | 2171.8605 | 1917.52 | 1 | 4920
2023-07-25 | 2094.8298 | 1846.7525 | 1 | 4921
2023-07-25 01:00 | 1999.0571 | 1762.3125 | 1 | 4922
2023-07-25 02:00 | 1958.0653 | 1648.675 | 1 | 4923
2023-07-25 03:00 | 1922.0281 | 1615.745 | 1 | 4924
2023-07-25 04:00 | 1944.0272 | 1567.58 | 1 | 4925
2023-07-25 05:00 | 2062.7724 | 1507.0525 | 1 | 4926
2023-07-25 06:00 | 2206.3696 | 1474.47 | 1 | 4927
2023-07-25 07:00 | 2326.4237 | 1541.2075 | 1 | 4928
2023-07-25 08:00 | 2472.7558 | 1638.58 | 1 | 4929
2023-07-25 09:00 | 2709.9318 | 1804.6425 | 1 | 4930
2023-07-25 10:00 | 2781.5998 | 1860.5975 | 1 | 4931
2023-07-25 11:00 | 2743.9399 | 1940.815 | 1 | 4932
2023-07-25 12:00 | 2663.3401 | 1915.7275 | 1 | 4933
2023-07-25 13:00 | 2660.0706 | 1923.955 | 1 | 4934
2023-07-25 14:00 | 2707.2148 | 2002.145 | 1 | 4935
2023-07-25 15:00 | 2672.2807 | 2046.6425 | 1 | 4936
2023-07-25 16:00 | 2763.8958 | 1985.63 | 1 | 4937
2023-07-25 17:00 | 2760.7033 | 2010.2 | 1 | 4938
2023-07-25 18:00 | 2745.4772 | 1874.8575 | 1 | 4939
2023-07-25 19:00 | 2607.6447 | 1870.0825 | 1 | 4940
2023-07-25 20:00 | 2444.7014 | 1931.7 | 1 | 4941
2023-07-25 21:00 | 2475.1535 | 1924.245 | 1 | 4942
2023-07-25 22:00 | 2392.0856 | 1952.385 | 1 | 4943
2023-07-25 23:00 | 2200.1023 | 1894.8975 | 1 | 4944
2023-07-26 | 2181.9498 | 1768.13 | 1 | 4945
2023-07-26 01:00 | 2112.2088 | 1708.8625 | 1 | 4946
2023-07-26 02:00 | 2036.5899 | 1704.7675 | 1 | 4947
2023-07-26 03:00 | 2022.0411 | 1616.6825 | 1 | 4948
2023-07-26 04:00 | 2026.4812 | 1560.8525 | 1 | 4949
2023-07-26 05:00 | 2128.711 | 1599.28 | 1 | 4950
2023-07-26 06:00 | 2268.0719 | 1479.2675 | 1 | 4951
2023-07-26 07:00 | 2349.7539 | 1494.5025 | 1 | 4952
2023-07-26 08:00 | 2484.6051 | 1585.9875 | 1 | 4953
2023-07-26 09:00 | 2720.8601 | 1712.9225 | 1 | 4954
2023-07-26 10:00 | 2897.4528 | 1809.535 | 1 | 4955
2023-07-26 11:00 | 2808.2791 | 1804.3125 | 1 | 4956
2023-07-26 12:00 | 2702.716 | 1788.3875 | 1 | 4957
2023-07-26 13:00 | 2792.5372 | 1719.05 | 1 | 4958
2023-07-26 14:00 | 2775.465 | 1768.9775 | 1 | 4959
2023-07-26 15:00 | 2837.1027 | 1808.58 | 1 | 4960
2023-07-26 16:00 | 2865.3363 | 1799.685 | 1 | 4961
2023-07-26 17:00 | 2854.8009 | 1835.5775 | 1 | 4962
2023-07-26 18:00 | 2768.568 | 1731.195 | 1 | 4963
2023-07-26 19:00 | 2634.2289 | 1748.76 | 1 | 4964
2023-07-26 20:00 | 2454.5185 | 1710.8025 | 1 | 4965
2023-07-26 21:00 | 2414.3537 | 1706.8275 | 1 | 4966
2023-07-26 22:00 | 2366.4438 | 1752.495 | 1 | 4967
2023-07-26 23:00 | 2216.4028 | 1720.52 | 1 | 4968
2023-07-27 | 2181.9498 | 1622.31 | 1 | 4969
2023-07-27 01:00 | 2112.2088 | 1563.8125 | 1 | 4970
2023-07-27 02:00 | 2036.5899 | 1505.065 | 1 | 4971
2023-07-27 03:00 | 2022.0411 | 1440.4625 | 1 | 4972
2023-07-27 04:00 | 2026.4812 | 1398.675 | 1 | 4973
2023-07-27 05:00 | 2128.711 | 1365.31 | 1 | 4974
2023-07-27 06:00 | 2268.0719 | 1346.16 | 1 | 4975
2023-07-27 07:00 | 2349.7539 | 1360.415 | 1 | 4976
2023-07-27 08:00 | 2484.6051 | 1446.95 | 1 | 4977
2023-07-27 09:00 | 2720.8601 | 1643.3225 | 1 | 4978
2023-07-27 10:00 | 2897.4528 | 1813.5025 | 1 | 4979
2023-07-27 11:00 | 2808.2791 | 1863.6475 | 1 | 4980
2023-07-27 12:00 | 2702.716 | 1890.535 | 1 | 4981
2023-07-27 13:00 | 2792.5372 | 1789.925 | 1 | 4982
2023-07-27 14:00 | 2775.465 | 1786.805 | 1 | 4983
2023-07-27 15:00 | 2837.1027 | 1798.995 | 1 | 4984
2023-07-27 16:00 | 2865.3363 | 1793.3525 | 1 | 4985
2023-07-27 17:00 | 2854.8009 | 1781.2775 | 1 | 4986
2023-07-27 18:00 | 2768.568 | 1722.81 | 1 | 4987
2023-07-27 19:00 | 2634.2289 | 1678.5725 | 1 | 4988
2023-07-27 20:00 | 2454.5185 | 1696.0375 | 1 | 4989
2023-07-27 21:00 | 2414.3537 | 1706.7475 | 1 | 4990
2023-07-27 22:00 | 2366.4438 | 1750.6875 | 1 | 4991
2023-07-27 23:00 | 2216.4028 | 1701.1875 | 1 | 4992
2023-07-28 | 2164.3907 | 1543.2175 | 1 | 4993
2023-07-28 01:00 | 2091.0274 | 1501.485 | 1 | 4994
2023-07-28 02:00 | 2048.0709 | 1431.135 | 1 | 4995
2023-07-28 03:00 | 2015.2876 | 1365.3975 | 1 | 4996
2023-07-28 04:00 | 2006.8961 | 1335.67 | 1 | 4997
2023-07-28 05:00 | 2076.5864 | 1307.225 | 1 | 4998
2023-07-28 06:00 | 2231.5417 | 1295.8075 | 1 | 4999
2023-07-28 07:00 | 2425.2702 | 1322.78 | 1 | 5000
2023-07-28 08:00 | 2539.6767 | 1448.14 | 1 | 5001
2023-07-28 09:00 | 2829.6527 | 1632.8 | 1 | 5002
2023-07-28 10:00 | 2928.8872 | 1735.785 | 1 | 5003
2023-07-28 11:00 | 2857.1529 | 1739.825 | 1 | 5004
2023-07-28 12:00 | 2668.6201 | 1787.96 | 1 | 5005
2023-07-28 13:00 | 2551.6464 | 1735.5825 | 1 | 5006
2023-07-28 14:00 | 2619.8493 | 1832.8775 | 1 | 5007
2023-07-28 15:00 | 2588.1691 | 1866.575 | 1 | 5008
2023-07-28 16:00 | 2613.3544 | 1830.49 | 1 | 5009
2023-07-28 17:00 | 2595.3656 | 1712.415 | 1 | 5010
2023-07-28 18:00 | 2585.2968 | 1487.195 | 1 | 5011
2023-07-28 19:00 | 2483.8716 | 1299.095 | 1 | 5012
2023-07-28 20:00 | 2350.214 | 1339.725 | 1 | 5013
2023-07-28 21:00 | 2273.04 | 1337.075 | 1 | 5014
2023-07-28 22:00 | 2218.9507 | 1411.075 | 1 | 5015
2023-07-28 23:00 | 2122.4986 | 1415.4125 | 1 | 5016
2023-07-29 | 2009.5527 | 1347.3875 | 1 | 5017
2023-07-29 01:00 | 1946.0115 | 1322.33 | 1 | 5018
2023-07-29 02:00 | 1909.8098 | 1289.9175 | 1 | 5019
2023-07-29 03:00 | 1867.2014 | 1249.07 | 1 | 5020
2023-07-29 04:00 | 1884.8433 | 1195.8325 | 1 | 5021
2023-07-29 05:00 | 1941.7016 | 1132.88 | 1 | 5022
2023-07-29 06:00 | 2050.488 | 1145.535 | 1 | 5023
2023-07-29 07:00 | 2233.5935 | 1159.17 | 1 | 5024
2023-07-29 08:00 | 2400.3709 | 1203.6575 | 1 | 5025
2023-07-29 09:00 | 2681.5063 | 1388.1425 | 1 | 5026
2023-07-29 10:00 | 2763.4875 | 1506.0075 | 1 | 5027
2023-07-29 11:00 | 2655.1002 | 1542.3075 | 1 | 5028
2023-07-29 12:00 | 2525.3841 | 1593.6475 | 1 | 5029
2023-07-29 13:00 | 2463.5436 | 1521.925 | 1 | 5030
2023-07-29 14:00 | 2476.7375 | 1572.595 | 1 | 5031
2023-07-29 15:00 | 2498.4714 | 1606.6625 | 1 | 5032
2023-07-29 16:00 | 2548.5209 | 1556.14 | 1 | 5033
2023-07-29 17:00 | 2488.3535 | 1495.635 | 1 | 5034
2023-07-29 18:00 | 2527.8307 | 1436.5725 | 1 | 5035
2023-07-29 19:00 | 2447.3414 | 1424.89 | 1 | 5036
2023-07-29 20:00 | 2339.7767 | 1373.2825 | 1 | 5037
2023-07-29 21:00 | 2235.7116 | 1384.485 | 1 | 5038
2023-07-29 22:00 | 2159.0288 | 1432.7575 | 1 | 5039
2023-07-29 23:00 | 2077.4958 | 1388.1 | 1 | 5040
2023-07-30 | 2015.9981 | 1295.3375 | 1 | 5041
2023-07-30 01:00 | 1928.0841 | 1241.4125 | 1 | 5042
2023-07-30 02:00 | 1890.162 | 1204.615 | 1 | 5043
2023-07-30 03:00 | 1848.2309 | 1158.0325 | 1 | 5044
2023-07-30 04:00 | 1861.3891 | 1131.68 | 1 | 5045
2023-07-30 05:00 | 1885.831 | 1092.96 | 1 | 5046
2023-07-30 06:00 | 1968.7082 | 1034.5 | 1 | 5047
2023-07-30 07:00 | 2091.7093 | 985.075 | 1 | 5048
2023-07-30 08:00 | 2167.0069 | 999.6675 | 1 | 5049
2023-07-30 09:00 | 2227.3029 | 1069.1625 | 1 | 5050
2023-07-30 10:00 | 2282.3328 | 1127.995 | 1 | 5051
2023-07-30 11:00 | 2247.9269 | 1134.4925 | 1 | 5052
2023-07-30 12:00 | 2161.3103 | 1125.1375 | 1 | 5053
2023-07-30 13:00 | 2019.9627 | 1122.97 | 1 | 5054
2023-07-30 14:00 | 2006.9395 | 1231.1775 | 1 | 5055
2023-07-30 15:00 | 1990.5467 | 1237.695 | 1 | 5056
2023-07-30 16:00 | 1972.5712 | 1227.385 | 1 | 5057
2023-07-30 17:00 | 1977.9126 | 1224.425 | 1 | 5058
2023-07-30 18:00 | 2062.8837 | 1167.4775 | 1 | 5059
2023-07-30 19:00 | 2132.6902 | 1141.555 | 1 | 5060
2023-07-30 20:00 | 2114.8856 | 1215.6675 | 1 | 5061
2023-07-30 21:00 | 2116.6661 | 1288.9025 | 1 | 5062
2023-07-30 22:00 | 1991.9721 | 1364.62 | 1 | 5063
2023-07-30 23:00 | 1931.6819 | 1348.645 | 1 | 5064
2023-07-31 | 1847.3451 | 1372.42 | 1 | 5065
2023-07-31 01:00 | 1793.0757 | 1231.4475 | 1 | 5066
2023-07-31 02:00 | 1756.3816 | 1188.5075 | 1 | 5067
2023-07-31 03:00 | 1740.4206 | 1146.0075 | 1 | 5068
2023-07-31 04:00 | 1766.1649 | 1117.515 | 1 | 5069
2023-07-31 05:00 | 1887.1203 | 1098.685 | 1 | 5070
2023-07-31 06:00 | 2047.4784 | 1107.7575 | 1 | 5071
2023-07-31 07:00 | 2237.5846 | 1181.315 | 1 | 5072
2023-07-31 08:00 | 2391.6525 | 1336.8775 | 1 | 5073
2023-07-31 09:00 | 2608.6294 | 1572.195 | 1 | 5074
2023-07-31 10:00 | 2678.824 | 1689.4725 | 1 | 5075
2023-07-31 11:00 | 2621.579 | 1692.7375 | 1 | 5076
2023-07-31 12:00 | 2504.3875 | 1709.51 | 1 | 5077
2023-07-31 13:00 | 2529.6668 | 1699.965 | 1 | 5078
2023-07-31 14:00 | 2607.6316 | 1768.3425 | 1 | 5079
2023-07-31 15:00 | 2538.0091 | 1854.7325 | 1 | 5080
2023-07-31 16:00 | 2612.9861 | 1848.71 | 1 | 5081
2023-07-31 17:00 | 2566.8168 | 1792.76 | 1 | 5082
2023-07-31 18:00 | 2504.6233 | 1658.7 | 1 | 5083
2023-07-31 19:00 | 2515.8586 | 1641.28 | 1 | 5084
2023-07-31 20:00 | 2336.5228 | 1696.9775 | 1 | 5085
2023-07-31 21:00 | 2252.1656 | 1711.405 | 1 | 5086
2023-07-31 22:00 | 2214.1005 | 1757.29 | 1 | 5087
2023-07-31 23:00 | 2171.9833 | 1717.9725 | 1 | 5088
2023-08-01 | 1964.1805 | 1598.5825 | 1 | 5089
2023-08-01 01:00 | 1900.0264 | 1493.575 | 1 | 5090
2023-08-01 02:00 | 1882.3034 | 1421.3525 | 1 | 5091
2023-08-01 03:00 | 1882.8578 | 1361.2925 | 1 | 5092
2023-08-01 04:00 | 1861.3277 | 1289.13 | 1 | 5093
2023-08-01 05:00 | 1977.7399 | 1259.9875 | 1 | 5094
2023-08-01 06:00 | 2166.6468 | 1257.485 | 1 | 5095
2023-08-01 07:00 | 2301.8041 | 1323.17 | 1 | 5096
2023-08-01 08:00 | 2428.7353 | 1429.47 | 1 | 5097
2023-08-01 09:00 | 2647.0015 | 1671.53 | 1 | 5098
2023-08-01 10:00 | 2706.4519 | 1705.7775 | 1 | 5099
2023-08-01 11:00 | 2628.2711 | 1763.935 | 1 | 5100
2023-08-01 12:00 | 2569.7122 | 1810.1325 | 1 | 5101
2023-08-01 13:00 | 2577.678 | 1754.9875 | 1 | 5102
2023-08-01 14:00 | 2562.0762 | 1792.5575 | 1 | 5103
2023-08-01 15:00 | 2551.6388 | 1955.1375 | 1 | 5104
2023-08-01 16:00 | 2560.9228 | 1869.72 | 1 | 5105
2023-08-01 17:00 | 2563.8698 | 1796.115 | 1 | 5106
2023-08-01 18:00 | 2542.5042 | 1641.1675 | 1 | 5107
2023-08-01 19:00 | 2462.4447 | 1695.935 | 1 | 5108
2023-08-01 20:00 | 2338.2419 | 1725.4275 | 1 | 5109
2023-08-01 21:00 | 2238.6586 | 1711.1175 | 1 | 5110
2023-08-01 22:00 | 2138.6456 | 1797.9375 | 1 | 5111
2023-08-01 23:00 | 2002.8391 | 1762.1075 | 1 | 5112
2023-08-02 | 1942.1395 | 1633.4775 | 1 | 5113
2023-08-02 01:00 | 1884.432 | 1595.06 | 1 | 5114
2023-08-02 02:00 | 1886.4783 | 1542.3425 | 1 | 5115
2023-08-02 03:00 | 1851.5155 | 1490.875 | 1 | 5116
2023-08-02 04:00 | 1855.9863 | 1437.5225 | 1 | 5117
2023-08-02 05:00 | 1937.5259 | 1414.665 | 1 | 5118
2023-08-02 06:00 | 2144.1761 | 1387.255 | 1 | 5119
2023-08-02 07:00 | 2256.5558 | 1408.1175 | 1 | 5120
2023-08-02 08:00 | 2390.2404 | 1522.885 | 1 | 5121
2023-08-02 09:00 | 2562.0304 | 1707.62 | 1 | 5122
2023-08-02 10:00 | 2708.6621 | 1832.2925 | 1 | 5123
2023-08-02 11:00 | 2658.4162 | 1886.7875 | 1 | 5124
2023-08-02 12:00 | 2480.8117 | 1903.74 | 1 | 5125
2023-08-02 13:00 | 2441.5645 | 1952.87 | 1 | 5126
2023-08-02 14:00 | 2511.6092 | 2038.9325 | 1 | 5127
2023-08-02 15:00 | 2491.5942 | 2048.6275 | 1 | 5128
2023-08-02 16:00 | 2519.4809 | 1875.505 | 1 | 5129
2023-08-02 17:00 | 2553.5554 | 1775.0275 | 1 | 5130
2023-08-02 18:00 | 2544.4689 | 1653.815 | 1 | 5131
2023-08-02 19:00 | 2433.773 | 1666.03 | 1 | 5132
2023-08-02 20:00 | 2284.8893 | 1653.2 | 1 | 5133
2023-08-02 21:00 | 2166.5805 | 1732.3125 | 1 | 5134
2023-08-02 22:00 | 2081.1796 | 1718.0625 | 1 | 5135
2023-08-02 23:00 | 1998.0502 | 1634.495 | 1 | 5136
2023-08-03 | 1911.4419 | 1592.8125 | 1 | 5137
2023-08-03 01:00 | 1842.3762 | 1494.87 | 1 | 5138
2023-08-03 02:00 | 1796.4727 | 1436.2825 | 1 | 5139
2023-08-03 03:00 | 1794.5099 | 1380.0575 | 1 | 5140
2023-08-03 04:00 | 1790.8459 | 1340.7075 | 1 | 5141
2023-08-03 05:00 | 1896.698 | 1330.265 | 1 | 5142
2023-08-03 06:00 | 2087.0784 | 1317.3425 | 1 | 5143
2023-08-03 07:00 | 2192.8274 | 1343.905 | 1 | 5144
2023-08-03 08:00 | 2451.3902 | 1466.6625 | 1 | 5145
2023-08-03 09:00 | 2642.8574 | 1622.8475 | 1 | 5146
2023-08-03 10:00 | 2726.4975 | 1728.42 | 1 | 5147
2023-08-03 11:00 | 2671.7697 | 1753.7225 | 1 | 5148
2023-08-03 12:00 | 2481.9782 | 1802.5575 | 1 | 5149
2023-08-03 13:00 | 2420.1682 | 1833.8475 | 1 | 5150
2023-08-03 14:00 | 2503.1981 | 1933.635 | 1 | 5151
2023-08-03 15:00 | 2496.0147 | 1985.63 | 1 | 5152
2023-08-03 16:00 | 2515.7972 | 1908.3975 | 1 | 5153
2023-08-03 17:00 | 2507.693 | 1811.9825 | 1 | 5154
2023-08-03 18:00 | 2509.7191 | 1711.1075 | 1 | 5155
2023-08-03 19:00 | 2342.1098 | 1735.4625 | 1 | 5156
2023-08-03 20:00 | 2199.9795 | 1768.8475 | 1 | 5157
2023-08-03 21:00 | 2092.4149 | 1825.9 | 1 | 5158
2023-08-03 22:00 | 2024.9414 | 1805.315 | 1 | 5159
2023-08-03 23:00 | 1906.6326 | 1753.5375 | 1 | 5160
2023-08-04 | 1811.654 | 1621.55 | 1 | 5161
2023-08-04 01:00 | 1758.2707 | 1516.135 | 1 | 5162
2023-08-04 02:00 | 1745.7461 | 1494.5275 | 1 | 5163
2023-08-04 03:00 | 1715.8465 | 1454.4825 | 1 | 5164
2023-08-04 04:00 | 1711.5181 | 1420.2125 | 1 | 5165
2023-08-04 05:00 | 1815.1228 | 1354.43 | 1 | 5166
2023-08-04 06:00 | 2021.2884 | 1321.1925 | 1 | 5167
2023-08-04 07:00 | 2133.9795 | 1393.4375 | 1 | 5168
2023-08-04 08:00 | 2364.427 | 1484.895 | 1 | 5169
2023-08-04 09:00 | 2564.9749 | 1648.8425 | 1 | 5170
2023-08-04 10:00 | 2658.2344 | 1763.5375 | 1 | 5171
2023-08-04 11:00 | 2632.387 | 1767.48 | 1 | 5172
2023-08-04 12:00 | 2443.1051 | 1787.1575 | 1 | 5173
2023-08-04 13:00 | 2436.2902 | 1734.2 | 1 | 5174
2023-08-04 14:00 | 2416.7358 | 1801.8575 | 1 | 5175
2023-08-04 15:00 | 2453.0819 | 1889.4025 | 1 | 5176
2023-08-04 16:00 | 2447.6791 | 1885.6325 | 1 | 5177
2023-08-04 17:00 | 2436.72 | 1746.215 | 1 | 5178
2023-08-04 18:00 | 2387.7265 | 1646.445 | 1 | 5179
2023-08-04 19:00 | 2393.16 | 1697.4825 | 1 | 5180
2023-08-04 20:00 | 2219.0428 | 1701.715 | 1 | 5181
2023-08-04 21:00 | 2103.8651 | 1700.46 | 1 | 5182
2023-08-04 22:00 | 2002.3172 | 1720.2525 | 1 | 5183
2023-08-04 23:00 | 1910.1321 | 1687.535 | 1 | 5184
2023-08-05 | 1841.8195 | 1622.075 | 1 | 5185
2023-08-05 01:00 | 1777.9111 | 1550.025 | 1 | 5186
2023-08-05 02:00 | 1745.6988 | 1497.7225 | 1 | 5187
2023-08-05 03:00 | 1722.9843 | 1432.62 | 1 | 5188
2023-08-05 04:00 | 1733.1956 | 1382.1325 | 1 | 5189
2023-08-05 05:00 | 1810.2533 | 1335.375 | 1 | 5190
2023-08-05 06:00 | 1968.7082 | 1300.2725 | 1 | 5191
2023-08-05 07:00 | 2179.0748 | 1293.1925 | 1 | 5192
2023-08-05 08:00 | 2329.3362 | 1383.69 | 1 | 5193
2023-08-05 09:00 | 2563.0127 | 1531.16 | 1 | 5194
2023-08-05 10:00 | 2676.9207 | 1642.2025 | 1 | 5195
2023-08-05 11:00 | 2624.6487 | 1665.0175 | 1 | 5196
2023-08-05 12:00 | 2488.3019 | 1701.32 | 1 | 5197
2023-08-05 13:00 | 2423.5143 | 1547.3 | 1 | 5198
2023-08-05 14:00 | 2467.466 | 1686.95 | 1 | 5199
2023-08-05 15:00 | 2423.384 | 1729.0325 | 1 | 5200
2023-08-05 16:00 | 2419.2837 | 1703.255 | 1 | 5201
2023-08-05 17:00 | 2432.7293 | 1653.7375 | 1 | 5202
2023-08-05 18:00 | 2441.0791 | 1587.79 | 1 | 5203
2023-08-05 19:00 | 2352.0558 | 1606.63 | 1 | 5204
2023-08-05 20:00 | 2218.3982 | 1681.005 | 1 | 5205
2023-08-05 21:00 | 2082.5302 | 1734.61 | 1 | 5206
2023-08-05 22:00 | 1982.0875 | 1739.2625 | 1 | 5207
2023-08-05 23:00 | 1906.5098 | 1699.9575 | 1 | 5208
2023-08-06 | 1852.9116 | 1539.8325 | 1 | 5209
2023-08-06 01:00 | 1789.5516 | 1513.685 | 1 | 5210
2023-08-06 02:00 | 1759.2223 | 1462.6825 | 1 | 5211
2023-08-06 03:00 | 1728.893 | 1397.2175 | 1 | 5212
2023-08-06 04:00 | 1741.5405 | 1323.635 | 1 | 5213
2023-08-06 05:00 | 1750.5656 | 1263.6525 | 1 | 5214
2023-08-06 06:00 | 1845.9126 | 1077.2225 | 1 | 5215
2023-08-06 07:00 | 1947.3991 | 1012.6325 | 1 | 5216
2023-08-06 08:00 | 2067.9795 | 1010.2925 | 1 | 5217
2023-08-06 09:00 | 2121.8847 | 1066.035 | 1 | 5218
2023-08-06 10:00 | 2203.2949 | 1169.275 | 1 | 5219
2023-08-06 11:00 | 2207.5312 | 1191.8775 | 1 | 5220
2023-08-06 12:00 | 2107.5795 | 1210.15 | 1 | 5221
2023-08-06 13:00 | 1979.5703 | 1275.34 | 1 | 5222
2023-08-06 14:00 | 1948.1358 | 1352.54 | 1 | 5223
2023-08-06 15:00 | 1857.3935 | 1384.33 | 1 | 5224
2023-08-06 16:00 | 1814.601 | 1302.53 | 1 | 5225
2023-08-06 17:00 | 1839.6503 | 1227.9075 | 1 | 5226
2023-08-06 18:00 | 1937.0233 | 1175.8675 | 1 | 5227
2023-08-06 19:00 | 1986.5079 | 1204.31 | 1 | 5228
2023-08-06 20:00 | 1974.2903 | 1337.075 | 1 | 5229
2023-08-06 21:00 | 1939.4791 | 1422.7625 | 1 | 5230
2023-08-06 22:00 | 1853.5256 | 1468.3075 | 1 | 5231
2023-08-06 23:00 | 1772.2382 | 1465.13 | 1 | 5232
2023-08-07 | 1692.3628 | 1448.5175 | 1 | 5233
2023-08-07 01:00 | 1646.5005 | 1312.89 | 1 | 5234
2023-08-07 02:00 | 1622.8019 | 1244.1375 | 1 | 5235
2023-08-07 03:00 | 1611.014 | 1192.05 | 1 | 5236
2023-08-07 04:00 | 1629.6475 | 1154.15 | 1 | 5237
2023-08-07 05:00 | 1746.7284 | 1131.7775 | 1 | 5238
2023-08-07 06:00 | 1963.4847 | 1162.2625 | 1 | 5239
2023-08-07 07:00 | 2164.8614 | 1216.7475 | 1 | 5240
2023-08-07 08:00 | 2343.3991 | 1350.7625 | 1 | 5241
2023-08-07 09:00 | 2576.1489 | 1550.1225 | 1 | 5242
2023-08-07 10:00 | 2632.387 | 1664.905 | 1 | 5243
2023-08-07 11:00 | 2454.8316 | 1668.9325 | 1 | 5244
2023-08-07 12:00 | 2334.0056 | 1709.6675 | 1 | 5245
2023-08-07 13:00 | 2393.0065 | 1690.895 | 1 | 5246
2023-08-07 14:00 | 2463.4884 | 1778.1025 | 1 | 5247
2023-08-07 15:00 | 2439.974 | 1844.9775 | 1 | 5248
2023-08-07 16:00 | 2468.2158 | 1827.765 | 1 | 5249
2023-08-07 17:00 | 2440.0968 | 1756.315 | 1 | 5250
2023-08-07 18:00 | 2473.8642 | 1643.0525 | 1 | 5251
2023-08-07 19:00 | 2357.7656 | 1650.7225 | 1 | 5252
2023-08-07 20:00 | 2189.3582 | 1706.51 | 1 | 5253
2023-08-07 21:00 | 2092.6605 | 1723.2175 | 1 | 5254
2023-08-07 22:00 | 2035.6856 | 1754.9125 | 1 | 5255
2023-08-07 23:00 | 1909.0884 | 1715.8725 | 1 | 5256
2023-08-08 | 1775.9833 | 1630.7175 | 1 | 5257
2023-08-08 01:00 | 1730.3051 | 1533.6325 | 1 | 5258
2023-08-08 02:00 | 1698.5023 | 1470.1725 | 1 | 5259
2023-08-08 03:00 | 1671.734 | 1402.5925 | 1 | 5260
2023-08-08 04:00 | 1689.5386 | 1320.3975 | 1 | 5261
2023-08-08 05:00 | 1779.667 | 1274.0375 | 1 | 5262
2023-08-08 06:00 | 1981.3507 | 1251.5125 | 1 | 5263
2023-08-08 07:00 | 2107.334 | 1293.4375 | 1 | 5264
2023-08-08 08:00 | 2293.4233 | 1375.19 | 1 | 5265
2023-08-08 09:00 | 2522.3051 | 1545.0725 | 1 | 5266
2023-08-08 10:00 | 2568.1061 | 1661.9975 | 1 | 5267
2023-08-08 11:00 | 2506.9563 | 1663.095 | 1 | 5268
2023-08-08 12:00 | 2356.4763 | 1722.37 | 1 | 5269
2023-08-08 13:00 | 2376.7368 | 1747.3575 | 1 | 5270
2023-08-08 14:00 | 2471.9609 | 1820.635 | 1 | 5271
2023-08-08 15:00 | 2464.5321 | 1881.2775 | 1 | 5272
2023-08-08 16:00 | 2479.9423 | 1859.605 | 1 | 5273
2023-08-08 17:00 | 2492.5898 | 1797.385 | 1 | 5274
2023-08-08 18:00 | 2529.1814 | 1777.4975 | 1 | 5275
2023-08-08 19:00 | 2415.0475 | 1768.165 | 1 | 5276
2023-08-08 20:00 | 2250.6307 | 1786.095 | 1 | 5277
2023-08-08 21:00 | 2140.6716 | 1813.3225 | 1 | 5278
2023-08-08 22:00 | 2045.9386 | 1826.5625 | 1 | 5279
2023-08-08 23:00 | 1939.4791 | 1751.6825 | 1 | 5280
2023-08-09 | 1865.1907 | 1713.5025 | 1 | 5281
2023-08-09 01:00 | 1805.6986 | 1611.4225 | 1 | 5282
2023-08-09 02:00 | 1771.0103 | 1537.395 | 1 | 5283
2023-08-09 03:00 | 1741.0493 | 1480.885 | 1 | 5284
2023-08-09 04:00 | 1766.5898 | 1419.8575 | 1 | 5285
2023-08-09 05:00 | 1889.8102 | 1369.425 | 1 | 5286
2023-08-09 06:00 | 2100.8261 | 1362.75 | 1 | 5287
2023-08-09 07:00 | 2191.0158 | 1405.5925 | 1 | 5288
2023-08-09 08:00 | 2356.4763 | 1442.38 | 1 | 5289
2023-08-09 09:00 | 2528.4447 | 1606.5975 | 1 | 5290
2023-08-09 10:00 | 2574.9824 | 1696.115 | 1 | 5291
2023-08-09 11:00 | 2566.7554 | 1742.45 | 1 | 5292
2023-08-09 12:00 | 2444.333 | 1790.08 | 1 | 5293
2023-08-09 13:00 | 2539.2503 | 1789.615 | 1 | 5294
2023-08-09 14:00 | 2556.3897 | 1888 | 1 | 5295
2023-08-09 15:00 | 2540.601 | 1942.725 | 1 | 5296
2023-08-09 16:00 | 2576.333 | 1912.1375 | 1 | 5297
2023-08-09 17:00 | 2603.8996 | 1850.445 | 1 | 5298
2023-08-09 18:00 | 2565.9572 | 1778.0275 | 1 | 5299
2023-08-09 19:00 | 2466.9879 | 1770.36 | 1 | 5300
2023-08-09 20:00 | 2298.3963 | 1754.8925 | 1 | 5301
2023-08-09 21:00 | 2169.5888 | 1778.145 | 1 | 5302
2023-08-09 22:00 | 2106.2902 | 1784.245 | 1 | 5303
2023-08-09 23:00 | 1983.8065 | 1753.7775 | 1 | 5304
2023-08-10 | 1865.1907 | 1648.5275 | 1 | 5305
2023-08-10 01:00 | 1805.6986 | 1596.5675 | 1 | 5306
2023-08-10 02:00 | 1771.0103 | 1518.1025 | 1 | 5307
2023-08-10 03:00 | 1741.0493 | 1471.0475 | 1 | 5308
2023-08-10 04:00 | 1766.5898 | 1387.665 | 1 | 5309
2023-08-10 05:00 | 1889.8102 | 1347.005 | 1 | 5310
2023-08-10 06:00 | 2100.8261 | 1347.6975 | 1 | 5311
2023-08-10 07:00 | 2191.0158 | 1407.385 | 1 | 5312
2023-08-10 08:00 | 2356.4763 | 1513.165 | 1 | 5313
2023-08-10 09:00 | 2528.4447 | 1678.8925 | 1 | 5314
2023-08-10 10:00 | 2574.9824 | 1786.935 | 1 | 5315
2023-08-10 11:00 | 2566.7554 | 1833.3275 | 1 | 5316
2023-08-10 12:00 | 2444.333 | 1839.42 | 1 | 5317
2023-08-10 13:00 | 2539.2503 | 1841 | 1 | 5318
2023-08-10 14:00 | 2556.3897 | 1959.255 | 1 | 5319
2023-08-10 15:00 | 2540.601 | 2015.74 | 1 | 5320
2023-08-10 16:00 | 2576.333 | 1979.4675 | 1 | 5321
2023-08-10 17:00 | 2603.8996 | 1921.8925 | 1 | 5322
2023-08-10 18:00 | 2565.9572 | 1841.4225 | 1 | 5323
2023-08-10 19:00 | 2466.9879 | 1828.8375 | 1 | 5324
2023-08-10 20:00 | 2298.3963 | 1744.155 | 1 | 5325
2023-08-10 21:00 | 2169.5888 | 1642.25 | 1 | 5326
2023-08-10 22:00 | 2106.2902 | 1665.0875 | 1 | 5327
2023-08-10 23:00 | 1983.8065 | 1753.2175 | 1 | 5328
2023-08-11 | 1944.5135 | 1700.62 | 1 | 5329
2023-08-11 01:00 | 1871.0847 | 1647.2475 | 1 | 5330
2023-08-11 02:00 | 1821.6 | 1586.5975 | 1 | 5331
2023-08-11 03:00 | 1737.6112 | 1525.435 | 1 | 5332
2023-08-11 04:00 | 1725.0251 | 1459.5125 | 1 | 5333
2023-08-11 05:00 | 1756.9507 | 1419.2875 | 1 | 5334
2023-08-11 06:00 | 1934.0763 | 1403.57 | 1 | 5335
2023-08-11 07:00 | 1972.5712 | 1452.815 | 1 | 5336
2023-08-11 08:00 | 2133.6726 | 1533.555 | 1 | 5337
2023-08-11 09:00 | 2125.4456 | 1697.1825 | 1 | 5338
2023-08-11 10:00 | 2238.2903 | 1823.2575 | 1 | 5339
2023-08-11 11:00 | 2196.8484 | 1830.1975 | 1 | 5340
2023-08-11 12:00 | 2145.5833 | 1879.3225 | 1 | 5341
2023-08-11 13:00 | 1964.8968 | 1852.5125 | 1 | 5342
2023-08-11 14:00 | 1973.7377 | 1943.31 | 1 | 5343
2023-08-11 15:00 | 1898.5898 | 1953.37 | 1 | 5344
2023-08-11 16:00 | 1885.7581 | 1947.2275 | 1 | 5345
2023-08-11 17:00 | 1892.4502 | 1875.4 | 1 | 5346
2023-08-11 18:00 | 1985.7098 | 1803.1825 | 1 | 5347
2023-08-11 19:00 | 1994.3051 | 1772.8725 | 1 | 5348
2023-08-11 20:00 | 1978.2809 | 1811.4625 | 1 | 5349
2023-08-11 21:00 | 1959.187 | 1857.8125 | 1 | 5350
2023-08-11 22:00 | 1901.8437 | 1787.415 | 1 | 5351
2023-08-11 23:00 | 1841.4307 | 1781.8125 | 1 | 5352
2023-08-12 | 1936.2251 | 1707.3275 | 1 | 5353
2023-08-12 01:00 | 1864.2698 | 1626.885 | 1 | 5354
2023-08-12 02:00 | 1806.5581 | 1564.2925 | 1 | 5355
2023-08-12 03:00 | 1803.1814 | 1494.435 | 1 | 5356
2023-08-12 04:00 | 1817.9777 | 1433.8575 | 1 | 5357
2023-08-12 05:00 | 1873.6019 | 1387.02 | 1 | 5358
2023-08-12 06:00 | 2062.5767 | 1355.695 | 1 | 5359
2023-08-12 07:00 | 2205.1367 | 1352.65 | 1 | 5360
2023-08-12 08:00 | 2360.467 | 1379.8625 | 1 | 5361
2023-08-12 09:00 | 2536.9786 | 1545.1325 | 1 | 5362
2023-08-12 10:00 | 2650.9284 | 1625.93 | 1 | 5363
2023-08-12 11:00 | 2637.8512 | 1707.35 | 1 | 5364
2023-08-12 12:00 | 2508.9823 | 1737.8775 | 1 | 5365
2023-08-12 13:00 | 2420.573 | 1730.3 | 1 | 5366
2023-08-12 14:00 | 2554.3535 | 1797.6725 | 1 | 5367
2023-08-12 15:00 | 2556.6865 | 1807.82 | 1 | 5368
2023-08-12 16:00 | 2592.8484 | 1802.9375 | 1 | 5369
2023-08-12 17:00 | 2561.5367 | 1769.9125 | 1 | 5370
2023-08-12 18:00 | 2532.9265 | 1678.7675 | 1 | 5371
2023-08-12 19:00 | 2426.4056 | 1689.4425 | 1 | 5372
2023-08-12 20:00 | 2278.5042 | 1655.1175 | 1 | 5373
2023-08-12 21:00 | 2150.4949 | 1728.1825 | 1 | 5374
2023-08-12 22:00 | 2113.9033 | 1767.98 | 1 | 5375
2023-08-12 23:00 | 2038.4484 | 1687.72 | 1 | 5376
2023-08-13 | 1944.5135 | 1633.875 | 1 | 5377
2023-08-13 01:00 | 1871.0847 | 1574.52 | 1 | 5378
2023-08-13 02:00 | 1821.6 | 1513.385 | 1 | 5379
2023-08-13 03:00 | 1737.6112 | 1473.75 | 1 | 5380
2023-08-13 04:00 | 1725.0251 | 1405.955 | 1 | 5381
2023-08-13 05:00 | 1756.9507 | 1340.845 | 1 | 5382
2023-08-13 06:00 | 1934.0763 | 1285.5825 | 1 | 5383
2023-08-13 07:00 | 1972.5712 | 1190.1525 | 1 | 5384
2023-08-13 08:00 | 2133.6726 | 1139.68 | 1 | 5385
2023-08-13 09:00 | 2125.4456 | 1193.7575 | 1 | 5386
2023-08-13 10:00 | 2238.2903 | 1253.7525 | 1 | 5387
2023-08-13 11:00 | 2196.8484 | 1332.0725 | 1 | 5388
2023-08-13 12:00 | 2145.5833 | 1399.595 | 1 | 5389
2023-08-13 13:00 | 1964.8968 | 1412.4025 | 1 | 5390
2023-08-13 14:00 | 1973.7377 | 1450.355 | 1 | 5391
2023-08-13 15:00 | 1898.5898 | 1433.2975 | 1 | 5392
2023-08-13 16:00 | 1885.7581 | 1385.285 | 1 | 5393
2023-08-13 17:00 | 1892.4502 | 1369.1275 | 1 | 5394
2023-08-13 18:00 | 1985.7098 | 1323.16 | 1 | 5395
2023-08-13 19:00 | 1994.3051 | 1400.6775 | 1 | 5396
2023-08-13 20:00 | 1978.2809 | 1526.755 | 1 | 5397
2023-08-13 21:00 | 1959.187 | 1594.825 | 1 | 5398
2023-08-13 22:00 | 1901.8437 | 1597.345 | 1 | 5399
2023-08-13 23:00 | 1841.4307 | 1566.145 | 1 | 5400
2023-08-14 | 1769.3526 | 1536.3275 | 1 | 5401
2023-08-14 01:00 | 1680.4521 | 1460.17 | 1 | 5402
2023-08-14 02:00 | 1662.6474 | 1398.7425 | 1 | 5403
2023-08-14 03:00 | 1649.6316 | 1350.0325 | 1 | 5404
2023-08-14 04:00 | 1663.0772 | 1314.6475 | 1 | 5405
2023-08-14 05:00 | 1782 | 1298.415 | 1 | 5406
2023-08-14 06:00 | 1975.8865 | 1311.475 | 1 | 5407
2023-08-14 07:00 | 2130.6642 | 1337.995 | 1 | 5408
2023-08-14 08:00 | 2336.2158 | 1356.635 | 1 | 5409
2023-08-14 09:00 | 2513.5256 | 1489.0325 | 1 | 5410
2023-08-14 10:00 | 2649.5777 | 1559.5325 | 1 | 5411
2023-08-14 11:00 | 2615.3191 | 1634.23 | 1 | 5412
2023-08-14 12:00 | 2432.4837 | 1676.5775 | 1 | 5413
2023-08-14 13:00 | 2429.0456 | 1674.515 | 1 | 5414
2023-08-14 14:00 | 2472.1451 | 1739.6825 | 1 | 5415
2023-08-14 15:00 | 2514.6307 | 1813.17 | 1 | 5416
2023-08-14 16:00 | 2504.9916 | 1795.585 | 1 | 5417
2023-08-14 17:00 | 2466.2512 | 1747.5625 | 1 | 5418
2023-08-14 18:00 | 2531.3916 | 1667.7875 | 1 | 5419
2023-08-14 19:00 | 2418.7312 | 1645.0175 | 1 | 5420
2023-08-14 20:00 | 2270.093 | 1648.375 | 1 | 5421
2023-08-14 21:00 | 2159.8884 | 1622.3825 | 1 | 5422
2023-08-14 22:00 | 2061.7172 | 1676.9575 | 1 | 5423
2023-08-14 23:00 | 1997.4363 | 1623.21 | 1 | 5424
2023-08-15 | 1802.1991 | 1600.7425 | 1 | 5425
2023-08-15 01:00 | 1725.7005 | 1567.6425 | 1 | 5426
2023-08-15 02:00 | 1678.2419 | 1523.04 | 1 | 5427
2023-08-15 03:00 | 1670.5675 | 1471.295 | 1 | 5428
2023-08-15 04:00 | 1693.6521 | 1418.6525 | 1 | 5429
2023-08-15 05:00 | 1804.2251 | 1387.3425 | 1 | 5430
2023-08-15 06:00 | 2021.1349 | 1316.8425 | 1 | 5431
2023-08-15 07:00 | 2177.3861 | 1254.0175 | 1 | 5432
2023-08-15 08:00 | 2389.0772 | 1221.6875 | 1 | 5433
2023-08-15 09:00 | 2612.0651 | 1192.3575 | 1 | 5434
2023-08-15 10:00 | 2699.1851 | 1213.9975 | 1 | 5435
2023-08-15 11:00 | 2629.8698 | 1246.0275 | 1 | 5436
2023-08-15 12:00 | 2517.8847 | 1288.1625 | 1 | 5437
2023-08-15 13:00 | 2530.9005 | 1307.2475 | 1 | 5438
2023-08-15 14:00 | 2545.5126 | 1362.12 | 1 | 5439
2023-08-15 15:00 | 2545.4512 | 1383.11 | 1 | 5440
2023-08-15 16:00 | 2568.72 | 1282.83 | 1 | 5441
2023-08-15 17:00 | 2529.3042 | 1226.345 | 1 | 5442
2023-08-15 18:00 | 2560.4316 | 1223.815 | 1 | 5443
2023-08-15 19:00 | 2451.8847 | 1344.56 | 1 | 5444
2023-08-15 20:00 | 2310.1228 | 1498.045 | 1 | 5445
2023-08-15 21:00 | 2219.3805 | 1565.175 | 1 | 5446
2023-08-15 22:00 | 2123.9107 | 1606.2275 | 1 | 5447
2023-08-15 23:00 | 2016.4075 | 1584.9775 | 1 | 5448
2023-08-16 |  | 1593.245 | 1 | 5449
2023-08-16 01:00 |  | 1469.6225 | 1 | 5450
2023-08-16 02:00 |  | 1413.4175 | 1 | 5451
2023-08-16 03:00 |  | 1322.1925 | 1 | 5452
2023-08-16 04:00 |  | 1297.365 | 1 | 5453
2023-08-16 05:00 |  | 1315.055 | 1 | 5454
2023-08-16 06:00 |  | 1325.0425 | 1 | 5455
2023-08-16 07:00 |  | 1416.3675 | 1 | 5456
2023-08-16 08:00 |  | 1533.1275 | 1 | 5457
2023-08-16 09:00 |  | 1723.49 | 1 | 5458
2023-08-16 10:00 |  | 1856.69 | 1 | 5459
2023-08-16 11:00 |  | 1950.365 | 1 | 5460
2023-08-16 12:00 |  | 1978.69 | 1 | 5461
2023-08-16 13:00 |  | 1979.7125 | 1 | 5462
2023-08-16 14:00 |  | 2065.2975 | 1 | 5463
2023-08-16 15:00 |  | 2094.575 | 1 | 5464
2023-08-16 16:00 |  | 2060.525 | 1 | 5465
2023-08-16 17:00 |  | 2007.3325 | 1 | 5466
2023-08-16 18:00 |  | 1938.91 | 1 | 5467
2023-08-16 19:00 |  | 1856.43 | 1 | 5468
2023-08-16 20:00 |  | 1912.375 | 1 | 5469
2023-08-16 21:00 |  | 1923.2675 | 1 | 5470
2023-08-16 22:00 |  | 1962.0825 | 1 | 5471
2023-08-16 23:00 |  | 1872.37 | 1 | 5472
2023-08-17 | 1921.3674 | 1854.6325 | 1 | 5473
2023-08-17 01:00 | 1877.654 | 1771.6175 | 1 | 5474
2023-08-17 02:00 | 1838.1154 | 1685.1425 | 1 | 5475
2023-08-17 03:00 | 1793.3581 | 1614.5125 | 1 | 5476
2023-08-17 04:00 | 1822.8279 | 1555.455 | 1 | 5477
2023-08-17 05:00 | 1954.1526 | 1504.69 | 1 | 5478
2023-08-17 06:00 | 2143.373 | 1504.4375 | 1 | 5479
2023-08-17 07:00 | 2234.3609 | 1507.03 | 1 | 5480
2023-08-17 08:00 | 2403.1368 | 1631.7025 | 1 | 5481
2023-08-17 09:00 | 2615.3191 | 1791.745 | 1 | 5482
2023-08-17 10:00 | 2717.6651 | 1890.06 | 1 | 5483
2023-08-17 11:00 | 2735.5312 | 1901.4475 | 1 | 5484
2023-08-17 12:00 | 2550.9154 | 1926.225 | 1 | 5485
2023-08-17 13:00 | 2534.2772 | 1885.8175 | 1 | 5486
2023-08-17 14:00 | 2678.7405 | 1998.185 | 1 | 5487
2023-08-17 15:00 | 2652.0335 | 2059.3725 | 1 | 5488
2023-08-17 16:00 | 2657.6819 | 2050.8275 | 1 | 5489
2023-08-17 17:00 | 2679.9684 | 1960.4275 | 1 | 5490
2023-08-17 18:00 | 2670.2679 | 1906.1625 | 1 | 5491
2023-08-17 19:00 | 2524.2084 | 1903.3625 | 1 | 5492
2023-08-17 20:00 | 2344.8726 | 1910.3075 | 1 | 5493
2023-08-17 21:00 | 2264.3219 | 1946.525 | 1 | 5494
2023-08-17 22:00 | 2154.0558 | 1952.83 | 1 | 5495
2023-08-17 23:00 | 2066.9358 | 1932.9 | 1 | 5496
2023-08-18 | 1744.4875 | 1870.94 | 1 | 5497
2023-08-18 01:00 | 1713.5442 | 1673.1225 | 1 | 5498
2023-08-18 02:00 | 1669.6465 | 1726.9175 | 1 | 5499
2023-08-18 03:00 | 1640.7293 | 1681.565 | 1 | 5500
2023-08-18 04:00 | 1682.294 | 1600.26 | 1 | 5501
2023-08-18 05:00 | 1840.1414 | 1566.525 | 1 | 5502
2023-08-18 06:00 | 2091.8009 | 1522.015 | 1 | 5503
2023-08-18 07:00 | 2253.9461 | 1546.0075 | 1 | 5504
2023-08-18 08:00 | 2392.5154 | 1641.2325 | 1 | 5505
2023-08-18 09:00 | 2681.9944 | 1775.13 | 1 | 5506
2023-08-18 10:00 | 2773.9647 | 1805.065 | 1 | 5507
2023-08-18 11:00 | 2649.5163 | 1864.105 | 1 | 5508
2023-08-18 12:00 | 2487.9237 | 1858.625 | 1 | 5509
2023-08-18 13:00 | 2476.934 | 1846.7475 | 1 | 5510
2023-08-18 14:00 | 2474.6009 | 1959.4525 | 1 | 5511
2023-08-18 15:00 | 2472.5135 | 2059.3125 | 1 | 5512
2023-08-18 16:00 | 2442.6754 | 2046.2275 | 1 | 5513
2023-08-18 17:00 | 2447.2186 | 2007.8825 | 1 | 5514
2023-08-18 18:00 | 2484.4856 | 1921.42 | 1 | 5515
2023-08-18 19:00 | 2343.0921 | 1916.62 | 1 | 5516
2023-08-18 20:00 | 2183.5256 | 1952.475 | 1 | 5517
2023-08-18 21:00 | 2066.3833 | 2013.98 | 1 | 5518
2023-08-18 22:00 | 1962.7479 | 1978.27 | 1 | 5519
2023-08-18 23:00 | 1852.2977 | 1984.4475 | 1 | 5520
2023-08-19 |  | 1857.36 | 1 | 5521
2023-08-19 01:00 |  | 1837.6775 | 1 | 5522
2023-08-19 02:00 |  | 1787.24 | 1 | 5523
2023-08-19 03:00 |  | 1738.21 | 1 | 5524
2023-08-19 04:00 |  | 1679.5375 | 1 | 5525
2023-08-19 05:00 |  | 1479.04 | 1 | 5526
2023-08-19 06:00 |  | 1122.47 | 1 | 5527
2023-08-19 07:00 |  | 1086.1975 | 1 | 5528
2023-08-19 08:00 |  | 1222.0925 | 1 | 5529
2023-08-19 09:00 |  | 1398.7875 | 1 | 5530
2023-08-19 10:00 |  | 1596.3825 | 1 | 5531
2023-08-19 11:00 |  | 1614.305 | 1 | 5532
2023-08-19 12:00 |  | 1656.0575 | 1 | 5533
2023-08-19 13:00 |  | 1705.6225 | 1 | 5534
2023-08-19 14:00 |  | 1827.09 | 1 | 5535
2023-08-19 15:00 |  | 1871.595 | 1 | 5536
2023-08-19 16:00 |  | 1873.6075 | 1 | 5537
2023-08-19 17:00 |  | 1809.675 | 1 | 5538
2023-08-19 18:00 |  | 1776.1725 | 1 | 5539
2023-08-19 19:00 |  | 1803.785 | 1 | 5540
2023-08-19 20:00 |  | 1812.3175 | 1 | 5541
2023-08-19 21:00 |  | 1855.735 | 1 | 5542
2023-08-19 22:00 |  | 1887.4925 | 1 | 5543
2023-08-19 23:00 |  | 1880.1125 | 1 | 5544
2023-08-20 |  | 1797.9875 | 1 | 5545
2023-08-20 01:00 |  | 1760.35 | 1 | 5546
2023-08-20 02:00 |  | 1706.7825 | 1 | 5547
2023-08-20 03:00 |  | 1650.9875 | 1 | 5548
2023-08-20 04:00 |  | 1601.3075 | 1 | 5549
2023-08-20 05:00 |  | 1537.9375 | 1 | 5550
2023-08-20 06:00 |  | 1409.1775 | 1 | 5551
2023-08-20 07:00 |  | 1305.555 | 1 | 5552
2023-08-20 08:00 |  | 1247.415 | 1 | 5553
2023-08-20 09:00 |  | 1264.92 | 1 | 5554
2023-08-20 10:00 |  | 1353.85 | 1 | 5555
2023-08-20 11:00 |  | 1435.095 | 1 | 5556
2023-08-20 12:00 |  | 1459.7575 | 1 | 5557
2023-08-20 13:00 |  | 1477.9375 | 1 | 5558
2023-08-20 14:00 |  | 1579.6775 | 1 | 5559
2023-08-20 15:00 |  | 1615.005 | 1 | 5560
2023-08-20 16:00 |  | 1605.5025 | 1 | 5561
2023-08-20 17:00 |  | 1529.245 | 1 | 5562
2023-08-20 18:00 |  | 1493.6025 | 1 | 5563
2023-08-20 19:00 |  | 1580.4975 | 1 | 5564
2023-08-20 20:00 |  | 1716.7275 | 1 | 5565
2023-08-20 21:00 |  | 1755.8075 | 1 | 5566
2023-08-20 22:00 |  | 1782.375 | 1 | 5567
2023-08-20 23:00 |  | 1749.01 | 1 | 5568
2023-08-21 |  | 1767.51 | 1 | 5569
2023-08-21 01:00 |  | 1660.6275 | 1 | 5570
2023-08-21 02:00 |  | 1623.6825 | 1 | 5571
2023-08-21 03:00 |  | 1575.1575 | 1 | 5572
2023-08-21 04:00 |  | 1538.0825 | 1 | 5573
2023-08-21 05:00 |  | 1487.535 | 1 | 5574
2023-08-21 06:00 |  | 1492.1175 | 1 | 5575
2023-08-21 07:00 |  | 1592.0675 | 1 | 5576
2023-08-21 08:00 |  | 1739.795 | 1 | 5577
2023-08-21 09:00 |  | 1925.1925 | 1 | 5578
2023-08-21 10:00 |  | 2037.81 | 1 | 5579
2023-08-21 11:00 |  | 2085.1425 | 1 | 5580
2023-08-21 12:00 |  | 2092.835 | 1 | 5581
2023-08-21 13:00 |  | 2099.1675 | 1 | 5582
2023-08-21 14:00 |  | 2178.2425 | 1 | 5583
2023-08-21 15:00 |  | 2213.6 | 1 | 5584
2023-08-21 16:00 |  | 2201.5125 | 1 | 5585
2023-08-21 17:00 |  | 2139.1425 | 1 | 5586
2023-08-21 18:00 |  | 2037.55 | 1 | 5587
2023-08-21 19:00 |  | 2015.87 | 1 | 5588
2023-08-21 20:00 |  | 1972.65 | 1 | 5589
2023-08-21 21:00 |  | 1993.87 | 1 | 5590
2023-08-21 22:00 |  | 2043.045 | 1 | 5591
2023-08-21 23:00 |  | 2002.725 | 1 | 5592
2023-08-22 |  | 1857.185 | 1 | 5593
2023-08-22 01:00 |  | 1844.66 | 1 | 5594
2023-08-22 02:00 |  | 1754.57 | 1 | 5595
2023-08-22 03:00 |  | 1624.7775 | 1 | 5596
2023-08-22 04:00 |  | 1660.6375 | 1 | 5597
2023-08-22 05:00 |  | 1626.07 | 1 | 5598
2023-08-22 06:00 |  | 1598.0175 | 1 | 5599
2023-08-22 07:00 |  | 1642.2475 | 1 | 5600
2023-08-22 08:00 |  | 1600.3825 | 1 | 5601
2023-08-22 09:00 |  | 1729.2875 | 1 | 5602
2023-08-22 10:00 |  | 1882.26 | 1 | 5603
2023-08-22 11:00 |  | 1906.9525 | 1 | 5604
2023-08-22 12:00 |  | 1904.11 | 1 | 5605
2023-08-22 13:00 |  | 1923.565 | 1 | 5606
2023-08-22 14:00 |  | 1937.65 | 1 | 5607
2023-08-22 15:00 |  | 2052.7575 | 1 | 5608
2023-08-22 16:00 |  | 2069.755 | 1 | 5609
2023-08-22 17:00 |  | 2043.4725 | 1 | 5610
2023-08-22 18:00 |  | 1863.6075 | 1 | 5611
2023-08-22 19:00 |  | 1826.2875 | 1 | 5612
2023-08-22 20:00 |  | 1788.175 | 1 | 5613
2023-08-22 21:00 |  | 1782 | 1 | 5614
2023-08-22 22:00 |  | 1797.6575 | 1 | 5615
2023-08-22 23:00 |  | 1770.2125 | 1 | 5616
2023-08-23 |  | 1641.2525 | 1 | 5617
2023-08-23 01:00 |  | 1607.535 | 1 | 5618
2023-08-23 02:00 |  | 1537.665 | 1 | 5619
2023-08-23 03:00 |  | 1449.6225 | 1 | 5620
2023-08-23 04:00 |  | 1420.6975 | 1 | 5621
2023-08-23 05:00 |  | 1413.4625 | 1 | 5622
2023-08-23 06:00 |  | 1442.14 | 1 | 5623
2023-08-23 07:00 |  | 1507.35 | 1 | 5624
2023-08-23 08:00 |  | 1567.7875 | 1 | 5625
2023-08-23 09:00 |  | 1646.0425 | 1 | 5626
2023-08-23 10:00 |  | 1645.3975 | 1 | 5627
2023-08-23 11:00 |  | 1618.865 | 1 | 5628
2023-08-23 12:00 |  | 1609.055 | 1 | 5629
2023-08-23 13:00 |  | 1597.0025 | 1 | 5630
2023-08-23 14:00 |  | 1634.89 | 1 | 5631
2023-08-23 15:00 |  | 1628.9725 | 1 | 5632
2023-08-23 16:00 |  | 1564.7775 | 1 | 5633
2023-08-23 17:00 |  | 1640.1075 | 1 | 5634
2023-08-23 18:00 |  | 1619.3925 | 1 | 5635
2023-08-23 19:00 |  | 1635.87 | 1 | 5636
2023-08-23 20:00 |  | 1724.6475 | 1 | 5637
2023-08-23 21:00 |  | 1706.39 | 1 | 5638
2023-08-23 22:00 |  | 1720.8525 | 1 | 5639
2023-08-23 23:00 |  | 1624.5475 | 1 | 5640
2023-08-24 |  | 1545.3225 | 1 | 5641
2023-08-24 01:00 |  | 1462.8325 | 1 | 5642
2023-08-24 02:00 |  | 1395.4275 | 1 | 5643
2023-08-24 03:00 |  | 1361.6825 | 1 | 5644
2023-08-24 04:00 |  | 1276.0825 | 1 | 5645
2023-08-24 05:00 |  | 1280.0225 | 1 | 5646
2023-08-24 06:00 |  | 1280.1325 | 1 | 5647
2023-08-24 07:00 |  | 1250.3025 | 1 | 5648
2023-08-24 08:00 |  | 1354.1775 | 1 | 5649
2023-08-24 09:00 |  | 1506.575 | 1 | 5650
2023-08-24 10:00 |  | 1582.7075 | 1 | 5651
2023-08-24 11:00 |  | 1633.295 | 1 | 5652
2023-08-24 12:00 |  | 1658.9575 | 1 | 5653
2023-08-24 13:00 |  | 1645.3725 | 1 | 5654
2023-08-24 14:00 |  | 1729.4875 | 1 | 5655
2023-08-24 15:00 |  | 1766.4625 | 1 | 5656
2023-08-24 16:00 |  | 1718.72 | 1 | 5657
2023-08-24 17:00 |  | 1707.12 | 1 | 5658
2023-08-24 18:00 |  | 1705.7575 | 1 | 5659
2023-08-24 19:00 |  | 1684.765 | 1 | 5660
2023-08-24 20:00 |  | 1676.0175 | 1 | 5661
2023-08-24 21:00 |  | 1691.3475 | 1 | 5662
2023-08-24 22:00 |  | 1706.1225 | 1 | 5663
2023-08-24 23:00 |  | 1665.595 | 1 | 5664
2023-08-25 |  | 1589.185 | 1 | 5665
2023-08-25 01:00 |  | 1480.9125 | 1 | 5666
2023-08-25 02:00 |  | 1439.5975 | 1 | 5667
2023-08-25 03:00 |  | 1378.6825 | 1 | 5668
2023-08-25 04:00 |  | 1320.99 | 1 | 5669
2023-08-25 05:00 |  | 1319.465 | 1 | 5670
2023-08-25 06:00 |  | 1384.6675 | 1 | 5671
2023-08-25 07:00 |  | 1452.04 | 1 | 5672
2023-08-25 08:00 |  | 1540.8 | 1 | 5673
2023-08-25 09:00 |  | 1639.41 | 1 | 5674
2023-08-25 10:00 |  | 1700.76 | 1 | 5675
2023-08-25 11:00 |  | 1721.8925 | 1 | 5676
2023-08-25 12:00 |  | 1735.8675 | 1 | 5677
2023-08-25 13:00 |  | 1739.155 | 1 | 5678
2023-08-25 14:00 |  | 1800.23 | 1 | 5679
2023-08-25 15:00 |  | 1836.995 | 1 | 5680
2023-08-25 16:00 |  | 1863.4575 | 1 | 5681
2023-08-25 17:00 |  | 1792.935 | 1 | 5682
2023-08-25 18:00 |  | 1760.3475 | 1 | 5683
2023-08-25 19:00 |  | 1779.6725 | 1 | 5684
2023-08-25 20:00 |  | 1756.3875 | 1 | 5685
2023-08-25 21:00 |  | 1765.73 | 1 | 5686
2023-08-25 22:00 |  | 1768.4675 | 1 | 5687
2023-08-25 23:00 |  | 1742.2025 | 1 | 5688
2023-08-26 |  | 1655.7325 | 1 | 5689
2023-08-26 01:00 |  | 1567.65 | 1 | 5690
2023-08-26 02:00 |  | 1514.3175 | 1 | 5691
2023-08-26 03:00 |  | 1457.5375 | 1 | 5692
2023-08-26 04:00 |  | 1394.0725 | 1 | 5693
2023-08-26 05:00 |  | 1368.6675 | 1 | 5694
2023-08-26 06:00 |  | 1399.9425 | 1 | 5695
2023-08-26 07:00 |  | 1427.1775 | 1 | 5696
2023-08-26 08:00 |  | 1430.8525 | 1 | 5697
2023-08-26 09:00 |  | 1524.67 | 1 | 5698
2023-08-26 10:00 |  | 1611.155 | 1 | 5699
2023-08-26 11:00 |  | 1614.9975 | 1 | 5700
2023-08-26 12:00 |  | 1639.9825 | 1 | 5701
2023-08-26 13:00 |  | 1659.545 | 1 | 5702
2023-08-26 14:00 |  | 1687.5125 | 1 | 5703
2023-08-26 15:00 |  | 1754.74 | 1 | 5704
2023-08-26 16:00 |  | 1755.2925 | 1 | 5705
2023-08-26 17:00 |  | 1741.94 | 1 | 5706
2023-08-26 18:00 |  | 1712.9825 | 1 | 5707
2023-08-26 19:00 |  | 1699.5725 | 1 | 5708
2023-08-26 20:00 |  | 1707.53 | 1 | 5709
2023-08-26 21:00 |  | 1746.455 | 1 | 5710
2023-08-26 22:00 |  | 1779.8225 | 1 | 5711
2023-08-26 23:00 |  | 1747.7225 | 1 | 5712
2023-08-27 |  | 1619.225 | 1 | 5713
2023-08-27 01:00 |  | 1608.4925 | 1 | 5714
2023-08-27 02:00 |  | 1530.6 | 1 | 5715
2023-08-27 03:00 |  | 1461.1775 | 1 | 5716
2023-08-27 04:00 |  | 1401.0675 | 1 | 5717
2023-08-27 05:00 |  | 1379.26 | 1 | 5718
2023-08-27 06:00 |  | 1361.875 | 1 | 5719
2023-08-27 07:00 |  | 1313.03 | 1 | 5720
2023-08-27 08:00 |  | 1241.6025 | 1 | 5721
2023-08-27 09:00 |  | 1222.18 | 1 | 5722
2023-08-27 10:00 |  | 1226.075 | 1 | 5723
2023-08-27 11:00 |  | 1246.1975 | 1 | 5724
2023-08-27 12:00 |  | 1321.915 | 1 | 5725
2023-08-27 13:00 |  | 1366.5925 | 1 | 5726
2023-08-27 14:00 |  | 1464.6125 | 1 | 5727
2023-08-27 15:00 |  | 1480.1725 | 1 | 5728
2023-08-27 16:00 |  | 1451.41 | 1 | 5729
2023-08-27 17:00 |  | 1368.89 | 1 | 5730
2023-08-27 18:00 |  | 1336.8675 | 1 | 5731
2023-08-27 19:00 |  | 1453.72 | 1 | 5732
2023-08-27 20:00 |  | 1520.785 | 1 | 5733
2023-08-27 21:00 |  | 1553.72 | 1 | 5734
2023-08-27 22:00 |  | 1634.3775 | 1 | 5735
2023-08-27 23:00 |  | 1615.17 | 1 | 5736
2023-08-28 |  | 1621.4825 | 1 | 5737
2023-08-28 01:00 |  | 1440.3125 | 1 | 5738
2023-08-28 02:00 |  | 1354.3925 | 1 | 5739
2023-08-28 03:00 |  | 1346.38 | 1 | 5740
2023-08-28 04:00 |  | 1314.39 | 1 | 5741
2023-08-28 05:00 |  | 1286.4075 | 1 | 5742
2023-08-28 06:00 |  | 1299.64 | 1 | 5743
2023-08-28 07:00 |  | 1362.0875 | 1 | 5744
2023-08-28 08:00 |  | 1469.89 | 1 | 5745
2023-08-28 09:00 |  | 1671.41 | 1 | 5746
2023-08-28 10:00 |  | 1783.1525 | 1 | 5747
2023-08-28 11:00 |  | 1852.955 | 1 | 5748
2023-08-28 12:00 |  | 1863.455 | 1 | 5749
2023-08-28 13:00 |  | 1784.5125 | 1 | 5750
2023-08-28 14:00 |  | 1856.51 | 1 | 5751
2023-08-28 15:00 |  | 1925.275 | 1 | 5752
2023-08-28 16:00 |  | 1923.5325 | 1 | 5753
2023-08-28 17:00 |  | 1848.8925 | 1 | 5754
2023-08-28 18:00 |  | 1815.505 | 1 | 5755
2023-08-28 19:00 |  | 1847.5725 | 1 | 5756
2023-08-28 20:00 |  | 1856.3375 | 1 | 5757
2023-08-28 21:00 |  | 1907.9725 | 1 | 5758
2023-08-28 22:00 |  | 1933.71 | 1 | 5759
2023-08-28 23:00 |  | 1926.18 | 1 | 5760
2023-08-29 |  | 1860.7625 | 1 | 5761
2023-08-29 01:00 |  | 1923.44 | 1 | 5762
2023-08-29 02:00 |  | 1923.44 | 1 | 5763
2023-08-29 03:00 |  | 1923.44 | 1 | 5764
2023-08-29 04:00 |  | 1923.44 | 1 | 5765
2023-08-29 05:00 |  | 1923.44 | 1 | 5766
2023-08-29 06:00 |  | 1923.44 | 1 | 5767
2023-08-29 07:00 |  | 1923.44 | 1 | 5768
2023-08-29 08:00 |  | 1923.44 | 1 | 5769
2023-08-29 09:00 |  | 1923.44 | 1 | 5770
2023-08-29 10:00 |  | 1923.44 | 1 | 5771
2023-08-29 11:00 |  | 1923.44 | 1 | 5772
2023-08-29 12:00 |  | 1923.44 | 1 | 5773
2023-08-29 13:00 |  | 1923.44 | 1 | 5774
2023-08-29 14:00 |  | 1915.76 | 1 | 5775
2023-08-29 15:00 |  | 1946.315 | 1 | 5776
2023-08-29 16:00 |  | 1917.4275 | 1 | 5777
2023-08-29 17:00 |  | 1831.57 | 1 | 5778
2023-08-29 18:00 |  | 1756.5225 | 1 | 5779
2023-08-29 19:00 |  | 1751.9775 | 1 | 5780
2023-08-29 20:00 |  | 1793.3975 | 1 | 5781
2023-08-29 21:00 |  | 1744.1825 | 1 | 5782
2023-08-29 22:00 |  | 1772.6325 | 1 | 5783
2023-08-29 23:00 |  | 1753.3525 | 1 | 5784
2023-08-30 |  | 1615.6 | 1 | 5785
2023-08-30 01:00 |  | 1606.5775 | 1 | 5786
2023-08-30 02:00 |  | 1542.93 | 1 | 5787
2023-08-30 03:00 |  | 1482.2825 | 1 | 5788
2023-08-30 04:00 |  | 1405.1975 | 1 | 5789
2023-08-30 05:00 |  | 1347.985 | 1 | 5790
2023-08-30 06:00 |  | 1274.605 | 1 | 5791
2023-08-30 07:00 |  | 1203.0075 | 1 | 5792
2023-08-30 08:00 |  | 1209.71 | 1 | 5793
2023-08-30 09:00 |  | 1297.3525 | 1 | 5794
2023-08-30 10:00 |  | 1383.175 | 1 | 5795
2023-08-30 11:00 |  | 1429.1175 | 1 | 5796
2023-08-30 12:00 |  | 1447.7675 | 1 | 5797
2023-08-30 13:00 |  | 1441.0225 | 1 | 5798
2023-08-30 14:00 |  | 1502.845 | 1 | 5799
2023-08-30 15:00 |  | 1510.86 | 1 | 5800
2023-08-30 16:00 |  | 1486.0825 | 1 | 5801
2023-08-30 17:00 |  | 1413.2425 | 1 | 5802
2023-08-30 18:00 |  | 1358.6025 | 1 | 5803
2023-08-30 19:00 |  | 1374.12 | 1 | 5804
2023-08-30 20:00 |  | 1455.875 | 1 | 5805
2023-08-30 21:00 |  | 1482.635 | 1 | 5806
2023-08-30 22:00 |  | 1499.8625 | 1 | 5807
2023-08-30 23:00 |  | 1501.88 | 1 | 5808
2023-08-31 |  | 1487.8575 | 1 | 5809
2023-08-31 01:00 |  | 1386.5975 | 1 | 5810
2023-08-31 02:00 |  | 1359.4675 | 1 | 5811
2023-08-31 03:00 |  | 1300.34 | 1 | 5812
2023-08-31 04:00 |  | 1253.425 | 1 | 5813
2023-08-31 05:00 |  | 1220.6325 | 1 | 5814
2023-08-31 06:00 |  | 1214.37 | 1 | 5815
2023-08-31 07:00 |  | 1263.0775 | 1 | 5816
2023-08-31 08:00 |  | 1344.535 | 1 | 5817
2023-08-31 09:00 |  | 1495.46 | 1 | 5818
2023-08-31 10:00 |  | 1614.44 | 1 | 5819
2023-08-31 11:00 |  | 1643.6275 | 1 | 5820
2023-08-31 12:00 |  | 1712.835 | 1 | 5821
2023-08-31 13:00 |  | 1699.5025 | 1 | 5822
2023-08-31 14:00 |  | 1783.49 | 1 | 5823
2023-08-31 15:00 |  | 1757.965 | 1 | 5824
2023-08-31 16:00 |  | 1710.655 | 1 | 5825
2023-08-31 17:00 |  | 1655.26 | 1 | 5826
2023-08-31 18:00 |  | 1571.0475 | 1 | 5827
2023-08-31 19:00 |  | 1593.725 | 1 | 5828
2023-08-31 20:00 |  | 1690.1525 | 1 | 5829
2023-08-31 21:00 |  | 1688.245 | 1 | 5830
2023-08-31 22:00 |  | 1710.62 | 1 | 5831
2023-08-31 23:00 |  | 1681.5175 | 1 | 5832
2023-09-01 | 1888.3981 | 1673.175 | 1 | 5833
2023-09-01 01:00 | 1816.6884 | 1572.1475 | 1 | 5834
2023-09-01 02:00 | 1761.8009 | 1510.7 | 1 | 5835
2023-09-01 03:00 | 1724.8409 | 1433.295 | 1 | 5836
2023-09-01 04:00 | 1735.7079 | 1374.37 | 1 | 5837
2023-09-01 05:00 | 1805.5758 | 1338.7725 | 1 | 5838
2023-09-01 06:00 | 1988.7182 | 1331.3875 | 1 | 5839
2023-09-01 07:00 | 2111.693 | 1329.0075 | 1 | 5840
2023-09-01 08:00 | 2289.0028 | 1420.675 | 1 | 5841
2023-09-01 09:00 | 2462.5061 | 1590.585 | 1 | 5842
2023-09-01 10:00 | 2604.4521 | 1704.6925 | 1 | 5843
2023-09-01 11:00 | 2700.2289 | 1740.375 | 1 | 5844
2023-09-01 12:00 | 2582.4726 | 1756.815 | 1 | 5845
2023-09-01 13:00 | 2514.3851 | 1747.5725 | 1 | 5846
2023-09-01 14:00 | 2580.5079 | 1886.96 | 1 | 5847
2023-09-01 15:00 | 2622.4409 | 1911.89 | 1 | 5848
2023-09-01 16:00 | 2617.5293 | 1882.9875 | 1 | 5849
2023-09-01 17:00 | 2574.8596 | 1871.5725 | 1 | 5850
2023-09-01 18:00 | 2615.4419 | 1808.065 | 1 | 5851
2023-09-01 19:00 | 2452.0689 | 1768.7325 | 1 | 5852
2023-09-01 20:00 | 2331.8568 | 1774.0975 | 1 | 5853
2023-09-01 21:00 | 2257.1386 | 1843.17 | 1 | 5854
2023-09-01 22:00 | 2144.6623 | 1855.115 | 1 | 5855
2023-09-01 23:00 | 2144.2326 | 1797.83 | 1 | 5856
2023-09-02 | 2038.694 | 1708.8475 | 1 | 5857
2023-09-02 01:00 | 1966.8 | 1685.145 | 1 | 5858
2023-09-02 02:00 | 1901.5367 | 1608.5975 | 1 | 5859
2023-09-02 03:00 | 1868.0149 | 1527.905 | 1 | 5860
2023-09-02 04:00 | 1851.4995 | 1437.4525 | 1 | 5861
2023-09-02 05:00 | 1906.694 | 1389.7175 | 1 | 5862
2023-09-02 06:00 | 2117.2186 | 1362.4125 | 1 | 5863
2023-09-02 07:00 | 2202.3126 | 1371.9575 | 1 | 5864
2023-09-02 08:00 | 2382.0167 | 1422.31 | 1 | 5865
2023-09-02 09:00 | 2537.2856 | 1557.665 | 1 | 5866
2023-09-02 10:00 | 2587.507 | 1638.09 | 1 | 5867
2023-09-02 11:00 | 2706.4298 | 1655.35 | 1 | 5868
2023-09-02 12:00 | 2627.0456 | 1700.8775 | 1 | 5869
2023-09-02 13:00 | 2594.6288 | 1705.925 | 1 | 5870
2023-09-02 14:00 | 2581.1833 | 1788.715 | 1 | 5871
2023-09-02 15:00 | 2684.6958 | 1854.04 | 1 | 5872
2023-09-02 16:00 | 2792.0763 | 1796.19 | 1 | 5873
2023-09-02 17:00 | 2727.8567 | 1785.5225 | 1 | 5874
2023-09-02 18:00 | 2739.9516 | 1700.6775 | 1 | 5875
2023-09-02 19:00 | 2561.9665 | 1694.605 | 1 | 5876
2023-09-02 20:00 | 2420.0819 | 1671.9975 | 1 | 5877
2023-09-02 21:00 | 2341.1274 | 1717.15 | 1 | 5878
2023-09-02 22:00 | 2298.826 | 1789.61 | 1 | 5879
2023-09-02 23:00 | 2245.5963 | 1708.075 | 1 | 5880
2023-09-03 | 2115.0391 | 1616.15 | 1 | 5881
2023-09-03 01:00 | 2068.1944 | 1640.6825 | 1 | 5882
2023-09-03 02:00 | 2000.7823 | 1568.54 | 1 | 5883
2023-09-03 03:00 | 1965.2958 | 1414.1425 | 1 | 5884
2023-09-03 04:00 | 1943.5005 | 1442.0175 | 1 | 5885
2023-09-03 05:00 | 1922.227 | 1395.105 | 1 | 5886
2023-09-03 06:00 | 2006.0009 | 1290.4525 | 1 | 5887
2023-09-03 07:00 | 2078.6623 | 1149.0475 | 1 | 5888
2023-09-03 08:00 | 2128.3619 | 1090.6725 | 1 | 5889
2023-09-03 09:00 | 2235.5888 | 1129.785 | 1 | 5890
2023-09-03 10:00 | 2290.9061 | 1170.0425 | 1 | 5891
2023-09-03 11:00 | 2315.3721 | 1203.0525 | 1 | 5892
2023-09-03 12:00 | 2261.8968 | 1285.8675 | 1 | 5893
2023-09-03 13:00 | 2270.6763 | 1315.035 | 1 | 5894
2023-09-03 14:00 | 2267.453 | 1408.405 | 1 | 5895
2023-09-03 15:00 | 2226.7786 | 1467.495 | 1 | 5896
2023-09-03 16:00 | 2211.4298 | 1441.3275 | 1 | 5897
2023-09-03 17:00 | 2157.1563 | 1330.86 | 1 | 5898
2023-09-03 18:00 | 2258.52 | 1261.43 | 1 | 5899
2023-09-03 19:00 | 2257.4456 | 1322.69 | 1 | 5900
2023-09-03 20:00 | 2246.7935 | 1435.2 | 1 | 5901
2023-09-03 21:00 | 2214.3768 | 1530.3 | 1 | 5902
2023-09-03 22:00 | 2263.1247 | 1598.88 | 1 | 5903
2023-09-03 23:00 | 2223.2177 | 1588.8225 | 1 | 5904
2023-09-04 | 2067.6726 | 1580.9825 | 1 | 5905
2023-09-04 01:00 | 1954.7665 | 1467.435 | 1 | 5906
2023-09-04 02:00 | 1912.1582 | 1395.5075 | 1 | 5907
2023-09-04 03:00 | 1873.2949 | 1347.5675 | 1 | 5908
2023-09-04 04:00 | 1871.3302 | 1290.8025 | 1 | 5909
2023-09-04 05:00 | 1920.0782 | 1232.5025 | 1 | 5910
2023-09-04 06:00 | 2114.64 | 1240.5525 | 1 | 5911
2023-09-04 07:00 | 2224.6605 | 1299.745 | 1 | 5912
2023-09-04 08:00 | 2350.1526 | 1426.3675 | 1 | 5913
2023-09-04 09:00 | 2582.534 | 1620.01 | 1 | 5914
2023-09-04 10:00 | 2721.2261 | 1739.94 | 1 | 5915
2023-09-04 11:00 | 2694.3963 | 1783.4575 | 1 | 5916
2023-09-04 12:00 | 2686.1079 | 1786.1825 | 1 | 5917
2023-09-04 13:00 | 2748.1172 | 1754.44 | 1 | 5918
2023-09-04 14:00 | 2707.1665 | 1848.92 | 1 | 5919
2023-09-04 15:00 | 2765.2465 | 1886.53 | 1 | 5920
2023-09-04 16:00 | 2772.1228 | 1875.5925 | 1 | 5921
2023-09-04 17:00 | 2760.3349 | 1817.335 | 1 | 5922
2023-09-04 18:00 | 2817.494 | 1754.5675 | 1 | 5923
2023-09-04 19:00 | 2672.1098 | 1729.175 | 1 | 5924
2023-09-04 20:00 | 2480.8633 | 1702.5025 | 1 | 5925
2023-09-04 21:00 | 2391.3489 | 1786.625 | 1 | 5926
2023-09-04 22:00 | 2387.7265 | 1849.505 | 1 | 5927
2023-09-04 23:00 | 2306.1935 | 1802.68 | 1 | 5928
2023-09-05 | 2150.2493 | 1689.4775 | 1 | 5929
2023-09-05 01:00 | 2091.7089 | 1657.6425 | 1 | 5930
2023-09-05 02:00 | 2027.9191 | 1578.0025 | 1 | 5931
2023-09-05 03:00 | 1989.5163 | 1518.5125 | 1 | 5932
2023-09-05 04:00 | 2002.6242 | 1463.61 | 1 | 5933
2023-09-05 05:00 | 1971.5274 | 1418.87 | 1 | 5934
2023-09-05 06:00 | 2183.894 | 1397.2975 | 1 | 5935
2023-09-05 07:00 | 2244.2149 | 1435.63 | 1 | 5936
2023-09-05 08:00 | 2369.9833 | 1507.155 | 1 | 5937
2023-09-05 09:00 | 2527.7693 | 1668.1125 | 1 | 5938
2023-09-05 10:00 | 2691.6335 | 1788.1 | 1 | 5939
2023-09-05 11:00 | 2674.0744 | 1801.665 | 1 | 5940
2023-09-05 12:00 | 2707.7191 | 1839.2775 | 1 | 5941
2023-09-05 13:00 | 2723.6512 | 1844.5975 | 1 | 5942
2023-09-05 14:00 | 2865.4744 | 1917.6425 | 1 | 5943
2023-09-05 15:00 | 2917.7219 | 1967.61 | 1 | 5944
2023-09-05 16:00 | 2910.5079 | 1923.925 | 1 | 5945
2023-09-05 17:00 | 2811.4465 | 1778.1975 | 1 | 5946
2023-09-05 18:00 | 2792.9972 | 1656.9275 | 1 | 5947
2023-09-05 19:00 | 2677.4819 | 1644.6575 | 1 | 5948
2023-09-05 20:00 | 2549.6875 | 1671.5125 | 1 | 5949
2023-09-05 21:00 | 2458.5461 | 1645.8875 | 1 | 5950
2023-09-05 22:00 | 2464.3172 | 1681.495 | 1 | 5951
2023-09-05 23:00 | 2386.867 | 1647.7025 | 1 | 5952
2023-09-06 | 2284.7051 | 1516.11 | 1 | 5953
2023-09-06 01:00 | 2189.9107 | 1486.2175 | 1 | 5954
2023-09-06 02:00 | 2107.2112 | 1427.9825 | 1 | 5955
2023-09-06 03:00 | 2062.5153 | 1350.955 | 1 | 5956
2023-09-06 04:00 | 2073.8121 | 1280.905 | 1 | 5957
2023-09-06 05:00 | 2129.0679 | 1191.0975 | 1 | 5958
2023-09-06 06:00 | 2228.0986 | 1171.8325 | 1 | 5959
2023-09-06 07:00 | 2368.6326 | 1243.185 | 1 | 5960
2023-09-06 08:00 | 1859.0512 | 1357.415 | 1 | 5961
2023-09-06 09:00 | 2740.0744 | 1493.8125 | 1 | 5962
2023-09-06 10:00 | 2818.6605 | 1574.9525 | 1 | 5963
2023-09-06 11:00 | 2830.8781 | 1507.8125 | 1 | 5964
2023-09-06 12:00 | 2669.347 | 1414.0925 | 1 | 5965
2023-09-06 13:00 | 2644.1135 | 1586.5425 | 1 | 5966
2023-09-06 14:00 | 2748.24 | 1660.515 | 1 | 5967
2023-09-06 15:00 | 1870.9619 | 1691.7175 | 1 | 5968
2023-09-06 16:00 | 2338.6102 | 1683.39 | 1 | 5969
2023-09-06 17:00 | 2534.6456 | 1657.78 | 1 | 5970
2023-09-06 18:00 | 2683.7135 | 1580.3925 | 1 | 5971
2023-09-06 19:00 | 2480.2493 | 1589.4825 | 1 | 5972
2023-09-06 20:00 | 2383.306 | 1590.5775 | 1 | 5973
2023-09-06 21:00 | 2183.4028 | 1642.87 | 1 | 5974
2023-09-06 22:00 | 2236.4484 | 1637.8075 | 1 | 5975
2023-09-06 23:00 | 2162.3442 | 1479.9925 | 1 | 5976
2023-09-07 | 2062.9451 | 1561.6925 | 1 | 5977
2023-09-07 01:00 | 2004.2512 | 1532.9625 | 1 | 5978
2023-09-07 02:00 | 1956.4856 | 1430.075 | 1 | 5979
2023-09-07 03:00 | 1890.24 | 1360.7175 | 1 | 5980
2023-09-07 04:00 | 1885.267 | 1309.72 | 1 | 5981
2023-09-07 05:00 | 1918.6047 | 1286.365 | 1 | 5982
2023-09-07 06:00 | 2050.4819 | 1252.47 | 1 | 5983
2023-09-07 07:00 | 2212.934 | 1238.3975 | 1 | 5984
2023-09-07 08:00 | 2329.9535 | 1196.2375 | 1 | 5985
2023-09-07 09:00 | 2546.1879 | 1325.4725 | 1 | 5986
2023-09-07 10:00 | 2765.9219 | 1438.3275 | 1 | 5987
2023-09-07 11:00 | 2734.6102 | 1485.84 | 1 | 5988
2023-09-07 12:00 | 2547.2316 | 1516.8525 | 1 | 5989
2023-09-07 13:00 | 2487.4326 | 1546.4425 | 1 | 5990
2023-09-07 14:00 | 2499.3433 | 1625.81 | 1 | 5991
2023-09-07 15:00 | 2537.8996 | 1506.5775 | 1 | 5992
2023-09-07 16:00 | 2481.8456 | 1388.915 | 1 | 5993
2023-09-07 17:00 | 2466.7423 | 1399.07 | 1 | 5994
2023-09-07 18:00 | 2342.1712 | 1346.3125 | 1 | 5995
2023-09-07 19:00 | 2215.8809 | 1378.415 | 1 | 5996
2023-09-07 20:00 | 2105.6763 | 1428.34 | 1 | 5997
2023-09-07 21:00 | 2034.0893 | 1434.835 | 1 | 5998
2023-09-07 22:00 | 2005.9702 | 1460.0325 | 1 | 5999
2023-09-07 23:00 | 1966.9228 | 1446.7825 | 1 | 6000
2023-09-08 | 1904.6065 | 1374.39 | 1 | 6001
2023-09-08 01:00 | 1835.9051 | 1311.38 | 1 | 6002
2023-09-08 02:00 | 1807.5405 | 1244.6775 | 1 | 6003
2023-09-08 03:00 | 1738.5321 | 1192.485 | 1 | 6004
2023-09-08 04:00 | 1765.4847 | 1143.0725 | 1 | 6005
2023-09-08 05:00 | 1808.9526 | 1087.3975 | 1 | 6006
2023-09-08 06:00 | 1985.2186 | 1075.965 | 1 | 6007
2023-09-08 07:00 | 2152.4595 | 1126.2875 | 1 | 6008
2023-09-08 08:00 | 2334.8037 | 1286.9825 | 1 | 6009
2023-09-08 09:00 | 2482.5823 | 1464.95 | 1 | 6010
2023-09-08 10:00 | 2560.1861 | 1561.6075 | 1 | 6011
2023-09-08 11:00 | 2653.814 | 1599.8075 | 1 | 6012
2023-09-08 12:00 | 2526.787 | 1578.6925 | 1 | 6013
2023-09-08 13:00 | 2348.8633 | 1566.1875 | 1 | 6014
2023-09-08 14:00 | 2399.5144 | 1615.165 | 1 | 6015
2023-09-08 15:00 | 2393.4363 | 1644.845 | 1 | 6016
2023-09-08 16:00 | 2482.7051 | 1589.935 | 1 | 6017
2023-09-08 17:00 | 2476.1972 | 1576.1425 | 1 | 6018
2023-09-08 18:00 | 2512.5433 | 1220.265 | 1 | 6019
2023-09-08 19:00 | 2360.4056 | 1227.6775 | 1 | 6020
2023-09-08 20:00 | 2186.9023 | 1375.19 | 1 | 6021
2023-09-08 21:00 | 2090.1433 | 1451.5975 | 1 | 6022
2023-09-08 22:00 | 2002.9619 | 1472.0525 | 1 | 6023
2023-09-08 23:00 | 1716.3684 | 1460.32 | 1 | 6024
2023-09-09 | 1801.5237 | 1305.7475 | 1 | 6025
2023-09-09 01:00 | 1702.3088 | 1316.3075 | 1 | 6026
2023-09-09 02:00 | 1710.106 | 1270.5525 | 1 | 6027
2023-09-09 03:00 | 1686.1005 | 1223.545 | 1 | 6028
2023-09-09 04:00 | 1689.1702 | 1106.5925 | 1 | 6029
2023-09-09 05:00 | 1761.8009 | 1053.31 | 1 | 6030
2023-09-09 06:00 | 1942.3033 | 1087.94 | 1 | 6031
2023-09-09 07:00 | 2155.8977 | 1140.785 | 1 | 6032
2023-09-09 08:00 | 2236.2642 | 1195.33 | 1 | 6033
2023-09-09 09:00 | 2558.8353 | 1299.105 | 1 | 6034
2023-09-09 10:00 | 2692.3702 | 1380.0975 | 1 | 6035
2023-09-09 11:00 | 2599.1721 | 1390.6175 | 1 | 6036
2023-09-09 12:00 | 2475.9516 | 1295.5375 | 1 | 6037
2023-09-09 13:00 | 2466.3126 | 1306.9425 | 1 | 6038
2023-09-09 14:00 | 2436.9656 | 1435.7325 | 1 | 6039
2023-09-09 15:00 | 2357.0902 | 1417.32 | 1 | 6040
2023-09-09 16:00 | 2544.1619 | 1396.7075 | 1 | 6041
2023-09-09 17:00 | 2394.4186 | 1355.09 | 1 | 6042
2023-09-09 18:00 | 2494.0019 | 1318.27 | 1 | 6043
2023-09-09 19:00 | 2301.9572 | 1332.3225 | 1 | 6044
2023-09-09 20:00 | 2178 | 1324.1825 | 1 | 6045
2023-09-09 21:00 | 2019.3544 | 1298.01 | 1 | 6046
2023-09-09 22:00 | 1986.4465 | 1286.5875 | 1 | 6047
2023-09-09 23:00 | 1865.6205 | 1209.35 | 1 | 6048
2023-09-10 | 1790.6772 | 1081.8325 | 1 | 6049
2023-09-10 01:00 | 1718.8488 | 1062.13 | 1 | 6050
2023-09-10 02:00 | 1664.3499 | 974.0725 | 1 | 6051
2023-09-10 03:00 | 1651.9499 | 943.8325 | 1 | 6052
2023-09-10 04:00 | 1617.097 | 917.3825 | 1 | 6053
2023-09-10 05:00 | 1675.8589 | 931.03 | 1 | 6054
2023-09-10 06:00 | 1796.3714 | 890.4225 | 1 | 6055
2023-09-10 07:00 | 2026.8758 | 843.155 | 1 | 6056
2023-09-10 08:00 | 2187.3288 | 853.975 | 1 | 6057
2023-09-10 09:00 | 2431.0741 | 880.72 | 1 | 6058
2023-09-10 10:00 | 2549.464 | 901.43 | 1 | 6059
2023-09-10 11:00 | 2454.7064 | 918.27 | 1 | 6060
2023-09-10 12:00 | 2202.568 | 923.81 | 1 | 6061
2023-09-10 13:00 | 2183.7655 | 939.9375 | 1 | 6062
2023-09-10 14:00 | 2178.2325 | 967.2325 | 1 | 6063
2023-09-10 15:00 | 1993.1867 | 1001.1575 | 1 | 6064
2023-09-10 16:00 | 2094.4409 | 994.155 | 1 | 6065
2023-09-10 17:00 | 2048.333 | 1014.89 | 1 | 6066
2023-09-10 18:00 | 2137.8475 | 974.1025 | 1 | 6067
2023-09-10 19:00 | 2081.6707 | 1023.69 | 1 | 6068
2023-09-10 20:00 | 1985.28 | 1039.46 | 1 | 6069
2023-09-10 21:00 | 1994.4893 | 1045.5775 | 1 | 6070
2023-09-10 22:00 | 1912.2195 | 1048.03 | 1 | 6071
2023-09-10 23:00 | 1800.48 | 1042.535 | 1 | 6072
2023-09-11 | 1661.8084 | 1062.9925 | 1 | 6073
2023-09-11 01:00 | 1625.405 | 956.9125 | 1 | 6074
2023-09-11 02:00 | 1581.6504 | 935.5525 | 1 | 6075
2023-09-11 03:00 | 1581.5295 | 905.3675 | 1 | 6076
2023-09-11 04:00 | 1587.0133 | 889.3075 | 1 | 6077
2023-09-11 05:00 | 1654.6775 | 896.57 | 1 | 6078
2023-09-11 06:00 | 1945.1324 | 992.0725 | 1 | 6079
2023-09-11 07:00 | 2186.3195 | 1129.51 | 1 | 6080
2023-09-11 08:00 | 2338.3 | 1229.425 | 1 | 6081
2023-09-11 09:00 | 2455.1411 | 1371.6425 | 1 | 6082
2023-09-11 10:00 | 2544.5524 | 1435.5825 | 1 | 6083
2023-09-11 11:00 | 2558.219 | 1415.38 | 1 | 6084
2023-09-11 12:00 | 2367.1689 | 1408.7825 | 1 | 6085
2023-09-11 13:00 | 2387.6594 | 1400.2225 | 1 | 6086
2023-09-11 14:00 | 2452.7925 | 1454.23 | 1 | 6087
2023-09-11 15:00 | 2458.9933 | 1488.47 | 1 | 6088
2023-09-11 16:00 | 2487.187 | 1510.8075 | 1 | 6089
2023-09-11 17:00 | 2489.52 | 1515.2475 | 1 | 6090
2023-09-11 18:00 | 2594.6289 | 1486.215 | 1 | 6091
2023-09-11 19:00 | 2417.1963 | 1509.5225 | 1 | 6092
2023-09-11 20:00 | 2241.5442 | 1459.7025 | 1 | 6093
2023-09-11 21:00 | 2099.4754 | 1407.115 | 1 | 6094
2023-09-11 22:00 | 2048.1489 | 1385.42 | 1 | 6095
2023-09-11 23:00 | 1941.8121 | 1341.2325 | 1 | 6096
2023-09-12 | 1864.7814 | 1282.995 | 1 | 6097
2023-09-12 01:00 | 1801.1185 | 1183.1425 | 1 | 6098
2023-09-12 02:00 | 1742.7518 | 1137.2125 | 1 | 6099
2023-09-12 03:00 | 1734.0355 | 1091.285 | 1 | 6100
2023-09-12 04:00 | 1722.5742 | 1057.555 | 1 | 6101
2023-09-12 05:00 | 1829.2245 | 1051.535 | 1 | 6102
2023-09-12 06:00 | 2058.591 | 1116.4075 | 1 | 6103
2023-09-12 07:00 | 2213.6404 | 1225.5925 | 1 | 6104
2023-09-12 08:00 | 2335.1688 | 1319.345 | 1 | 6105
2023-09-12 09:00 | 2519.6062 | 1411.55 | 1 | 6106
2023-09-12 10:00 | 2653.8361 | 1454.635 | 1 | 6107
2023-09-12 11:00 | 2602.1166 | 1415.96 | 1 | 6108
2023-09-12 12:00 | 2505.1243 | 1427.0175 | 1 | 6109
2023-09-12 13:00 | 2470.7887 | 1423.8075 | 1 | 6110
2023-09-12 14:00 | 2496.199 | 1507.8275 | 1 | 6111
2023-09-12 15:00 | 2539.7282 | 1566.83 | 1 | 6112
2023-09-12 16:00 | 2553.5554 | 1565.7425 | 1 | 6113
2023-09-12 17:00 | 2570.9916 | 1498.01 | 1 | 6114
2023-09-12 18:00 | 2609.3637 | 1432.6925 | 1 | 6115
2023-09-12 19:00 | 2425.5461 | 1459.9925 | 1 | 6116
2023-09-12 20:00 | 2206.733 | 1423.7175 | 1 | 6117
2023-09-12 21:00 | 2146.2586 | 1475.9025 | 1 | 6118
2023-09-12 22:00 | 2070.4968 | 1450.1925 | 1 | 6119
2023-09-12 23:00 | 1977.667 | 1449.175 | 1 | 6120
2023-09-13 | 1840.4075 | 1416.02 | 1 | 6121
2023-09-13 01:00 | 1803.2674 | 1312.04 | 1 | 6122
2023-09-13 02:00 | 1790.8244 | 1242.2375 | 1 | 6123
2023-09-13 03:00 | 1732.869 | 1187.3225 | 1 | 6124
2023-09-13 04:00 | 1739.7035 | 1145.7225 | 1 | 6125
2023-09-13 05:00 | 1822.3482 | 1137.955 | 1 | 6126
2023-09-13 06:00 | 2082.8421 | 1196.68 | 1 | 6127
2023-09-13 07:00 | 2250.7232 | 1281.735 | 1 | 6128
2023-09-13 08:00 | 2412.5883 | 1432.06 | 1 | 6129
2023-09-13 09:00 | 2628.276 | 1552.9925 | 1 | 6130
2023-09-13 10:00 | 2632.5933 | 1624.6275 | 1 | 6131
2023-09-13 11:00 | 2608.8701 | 1609.0625 | 1 | 6132
2023-09-13 12:00 | 2412.8471 | 1527.235 | 1 | 6133
2023-09-13 13:00 | 2317.0548 | 1561.67 | 1 | 6134
2023-09-13 14:00 | 2318.0911 | 1642.425 | 1 | 6135
2023-09-13 15:00 | 2348.9114 | 1694.28 | 1 | 6136
2023-09-13 16:00 | 2403.6893 | 1734.3525 | 1 | 6137
2023-09-13 17:00 | 2491.7303 | 1733.2525 | 1 | 6138
2023-09-13 18:00 | 2549.6261 | 1666.605 | 1 | 6139
2023-09-13 19:00 | 2356.9061 | 1678.1075 | 1 | 6140
2023-09-13 20:00 | 2179.9033 | 1649.5925 | 1 | 6141
2023-09-13 21:00 | 2050.3591 | 1618.3675 | 1 | 6142
2023-09-13 22:00 | 1988.5954 | 1617.84 | 1 | 6143
2023-09-13 23:00 | 1893.7395 | 1594.915 | 1 | 6144
2023-09-14 | 1827.9442 | 1544.29 | 1 | 6145
2023-09-14 01:00 | 1756.7297 | 1416.975 | 1 | 6146
2023-09-14 02:00 | 1747.3564 | 1376.2075 | 1 | 6147
2023-09-14 03:00 | 1699.9611 | 1362.8225 | 1 | 6148
2023-09-14 04:00 | 1707.164 | 1303.355 | 1 | 6149
2023-09-14 05:00 | 1828.058 | 1294.105 | 1 | 6150
2023-09-14 06:00 | 2066.2654 | 1320.4975 | 1 | 6151
2023-09-14 07:00 | 2247.9604 | 1451.8375 | 1 | 6152
2023-09-14 08:00 | 2354.5083 | 1547.21 | 1 | 6153
2023-09-14 09:00 | 2627.1709 | 1626.015 | 1 | 6154
2023-09-14 10:00 | 2765.5756 | 1739.26 | 1 | 6155
2023-09-14 11:00 | 2687.9473 | 1726.39 | 1 | 6156
2023-09-14 12:00 | 2501.8089 | 1763.6975 | 1 | 6157
2023-09-14 13:00 | 2457.3431 | 1730.31 | 1 | 6158
2023-09-14 14:00 | 2472.0092 | 1809.5 | 1 | 6159
2023-09-14 15:00 | 2516.9505 | 1855.3525 | 1 | 6160
2023-09-14 16:00 | 2571.053 | 1878.885 | 1 | 6161
2023-09-14 17:00 | 2610.8372 | 1806.1625 | 1 | 6162
2023-09-14 18:00 | 2591.6819 | 1764.38 | 1 | 6163
2023-09-14 19:00 | 2334.8651 | 1777.28 | 1 | 6164
2023-09-14 20:00 | 2233.2558 | 1768.4475 | 1 | 6165
2023-09-14 21:00 | 2128.6382 | 1796.7325 | 1 | 6166
2023-09-14 22:00 | 2041.7023 | 1813.17 | 1 | 6167
2023-09-14 23:00 | 1912.3423 | 1786.125 | 1 | 6168
2023-09-15 | 1830.6466 | 1675.615 | 1 | 6169
2023-09-15 01:00 | 1784.0506 | 1657.8675 | 1 | 6170
2023-09-15 02:00 | 1747.2963 | 1591.6 | 1 | 6171
2023-09-15 03:00 | 1732.6842 | 1542.685 | 1 | 6172
2023-09-15 04:00 | 1748.6685 | 1475.2725 | 1 | 6173
2023-09-15 05:00 | 1835.4876 | 1472.1975 | 1 | 6174
2023-09-15 06:00 | 2076.8266 | 1442.3275 | 1 | 6175
2023-09-15 07:00 | 2242.2502 | 1439.925 | 1 | 6176
2023-09-15 08:00 | 2486.8155 | 1221.3675 | 1 | 6177
2023-09-15 09:00 | 2680.524 | 1410.13 | 1 | 6178
2023-09-15 10:00 | 2818.1294 | 1525.49 | 1 | 6179
2023-09-15 11:00 | 2748.4825 | 1460.0825 | 1 | 6180
2023-09-15 12:00 | 2580.5171 | 1267.125 | 1 | 6181
2023-09-15 13:00 | 2523.2199 | 1340.4975 | 1 | 6182
2023-09-15 14:00 | 2640.97 | 1410.015 | 1 | 6183
2023-09-15 15:00 | 2657.4854 | 1682.905 | 1 | 6184
2023-09-15 16:00 | 2507.386 | 1702.9125 | 1 | 6185
2023-09-15 17:00 | 1965.6949 | 1709.945 | 1 | 6186
2023-09-15 18:00 | 2342.0484 | 1630.565 | 1 | 6187
2023-09-15 19:00 | 2204.707 | 1659.94 | 1 | 6188
2023-09-15 20:00 | 2078.8465 | 1645.3175 | 1 | 6189
2023-09-15 21:00 | 1962.8707 | 1679.275 | 1 | 6190
2023-09-15 22:00 | 1789.1833 | 1675.315 | 1 | 6191
2023-09-15 23:00 | 1738.9619 | 1642.26 | 1 | 6192
2023-09-16 | 1670.7107 | 1440.4075 | 1 | 6193
2023-09-16 01:00 | 1599.6804 | 1468.0675 | 1 | 6194
2023-09-16 02:00 | 1570.1081 | 1414.115 | 1 | 6195
2023-09-16 03:00 | 1544.8764 | 1356.005 | 1 | 6196
2023-09-16 04:00 | 1537.3445 | 1316.67 | 1 | 6197
2023-09-16 05:00 | 1509.0478 | 1280.5825 | 1 | 6198
2023-09-16 06:00 | 1712.444 | 1261.7975 | 1 | 6199
2023-09-16 07:00 | 1930.4851 | 1258.045 | 1 | 6200
2023-09-16 08:00 | 2146.3781 | 1289.395 | 1 | 6201
2023-09-16 09:00 | 2357.1541 | 1467.5975 | 1 | 6202
2023-09-16 10:00 | 2211.3598 | 1487.9475 | 1 | 6203
2023-09-16 11:00 | 2237.0599 | 1488.165 | 1 | 6204
2023-09-16 12:00 | 2084.8117 | 1529.5625 | 1 | 6205
2023-09-16 13:00 | 2101.1273 | 1545.0325 | 1 | 6206
2023-09-16 14:00 | 2146.4911 | 1595.335 | 1 | 6207
2023-09-16 15:00 | 2004.8519 | 1475.795 | 1 | 6208
2023-09-16 16:00 | 1969.6242 | 1473.1825 | 1 | 6209
2023-09-16 17:00 | 1909.8865 | 1521.3225 | 1 | 6210
2023-09-16 18:00 | 1979.7544 | 1511.5475 | 1 | 6211
2023-09-16 19:00 | 1858.253 | 1477.1275 | 1 | 6212
2023-09-16 20:00 | 1626.4242 | 1423.3025 | 1 | 6213
2023-09-16 21:00 | 1553.5479 | 1407.535 | 1 | 6214
2023-09-16 22:00 | 1113.0363 | 1360.5825 | 1 | 6215
2023-09-16 23:00 | 1340.9358 | 1235.66 | 1 | 6216
2023-09-17 | 1133.9926 | 1199.3075 | 1 | 6217
2023-09-17 01:00 | 1104.5883 | 1217.775 | 1 | 6218
2023-09-17 02:00 | 1119.2206 | 1222.205 | 1 | 6219
2023-09-17 03:00 | 1179.3285 | 1220.035 | 1 | 6220
2023-09-17 04:00 | 1116.4793 | 1103.2125 | 1 | 6221
2023-09-17 05:00 | 1012.9119 | 1141.37 | 1 | 6222
2023-09-17 06:00 | 1090.2635 | 1103.3325 | 1 | 6223
2023-09-17 07:00 | 1238.6823 | 1014.615 | 1 | 6224
2023-09-17 08:00 | 1410.432 | 999.815 | 1 | 6225
2023-09-17 09:00 | 1448.9327 | 1041.3275 | 1 | 6226
2023-09-17 10:00 | 1706.0147 | 1197.355 | 1 | 6227
2023-09-17 11:00 | 1791.7594 | 1279.91 | 1 | 6228
2023-09-17 12:00 | 1779.7382 | 1287.7375 | 1 | 6229
2023-09-17 13:00 | 1582.8892 | 1246.2975 | 1 | 6230
2023-09-17 14:00 | 1604.6771 | 1244.655 | 1 | 6231
2023-09-17 15:00 | 1623.8323 | 1261.4 | 1 | 6232
2023-09-17 16:00 | 1568.0986 | 1253.815 | 1 | 6233
2023-09-17 17:00 | 1637.2298 | 1225.4275 | 1 | 6234
2023-09-17 18:00 | 1663.3228 | 1205.85 | 1 | 6235
2023-09-17 19:00 | 1719.4381 | 1168.63 | 1 | 6236
2023-09-17 20:00 | 1670.3219 | 1146.32 | 1 | 6237
2023-09-17 21:00 | 1601.1293 | 1134.845 | 1 | 6238
2023-09-17 22:00 | 1505.5981 | 1242.765 | 1 | 6239
2023-09-17 23:00 | 1424.2493 | 1190.01 | 1 | 6240
2023-09-18 | 1376.8726 | 1189.7375 | 1 | 6241
2023-09-18 01:00 | 1326.4711 | 1086.6225 | 1 | 6242
2023-09-18 02:00 | 1305.9239 | 1040.0375 | 1 | 6243
2023-09-18 03:00 | 1284.069 | 999.0925 | 1 | 6244
2023-09-18 04:00 | 1299.6831 | 978.5425 | 1 | 6245
2023-09-18 05:00 | 1350.5864 | 985.3025 | 1 | 6246
2023-09-18 06:00 | 1616.6672 | 993.195 | 1 | 6247
2023-09-18 07:00 | 1903.6553 | 1088.1125 | 1 | 6248
2023-09-18 08:00 | 2211.8255 | 1214.955 | 1 | 6249
2023-09-18 09:00 | 2404.9197 | 1336.8825 | 1 | 6250
2023-09-18 10:00 | 2447.0565 | 1403.1275 | 1 | 6251
2023-09-18 11:00 | 2424.4385 | 1495.9775 | 1 | 6252
2023-09-18 12:00 | 2325.3587 | 1518.8 | 1 | 6253
2023-09-18 13:00 | 2274.5078 | 1516.2075 | 1 | 6254
2023-09-18 14:00 | 2232.3218 | 1587.3275 | 1 | 6255
2023-09-18 15:00 | 2153.2444 | 1577.72 | 1 | 6256
2023-09-18 16:00 | 2292.2568 | 1577.11 | 1 | 6257
2023-09-18 17:00 | 2352.3014 | 1549.1325 | 1 | 6258
2023-09-18 18:00 | 2319.1479 | 1498.32 | 1 | 6259
2023-09-18 19:00 | 2102.1768 | 1531.545 | 1 | 6260
2023-09-18 20:00 | 1955.0121 | 1504.685 | 1 | 6261
2023-09-18 21:00 | 1849.8419 | 1468.8 | 1 | 6262
2023-09-18 22:00 | 1778.3777 | 1483.5525 | 1 | 6263
2023-09-18 23:00 | 1661.9107 | 1425.7725 | 1 | 6264
2023-09-19 | 1600.1675 | 1387.6 | 1 | 6265
2023-09-19 01:00 | 1561.6153 | 1278.365 | 1 | 6266
2023-09-19 02:00 | 1531.2448 | 1225.24 | 1 | 6267
2023-09-19 03:00 | 1524.9843 | 1183.2325 | 1 | 6268
2023-09-19 04:00 | 1512.6635 | 1158.1375 | 1 | 6269
2023-09-19 05:00 | 1578.0561 | 1143.195 | 1 | 6270
2023-09-19 06:00 | 1790.6003 | 1162.4775 | 1 | 6271
2023-09-19 07:00 | 2019.3855 | 1227.685 | 1 | 6272
2023-09-19 08:00 | 2253.8814 | 1328.44 | 1 | 6273
2023-09-19 09:00 | 2518.9922 | 1488.7325 | 1 | 6274
2023-09-19 10:00 | 2620.0686 | 1592.6775 | 1 | 6275
2023-09-19 11:00 | 2555.8859 | 1606.765 | 1 | 6276
2023-09-19 12:00 | 2367.1689 | 1633.47 | 1 | 6277
2023-09-19 13:00 | 2319.8175 | 1620.5275 | 1 | 6278
2023-09-19 14:00 | 2330.8613 | 1717.275 | 1 | 6279
2023-09-19 15:00 | 2310.6621 | 1829.5225 | 1 | 6280
2023-09-19 16:00 | 2317.1833 | 1893.2575 | 1 | 6281
2023-09-19 17:00 | 2327.6205 | 1850.6325 | 1 | 6282
2023-09-19 18:00 | 2420.2047 | 1796.565 | 1 | 6283
2023-09-19 19:00 | 2270.9526 | 1810.6 | 1 | 6284
2023-09-19 20:00 | 2144.6623 | 1722.915 | 1 | 6285
2023-09-19 21:00 | 2049.6837 | 1649.575 | 1 | 6286
2023-09-19 22:00 | 1953.6614 | 1644.5025 | 1 | 6287
2023-09-19 23:00 | 1829.5814 | 1605.235 | 1 | 6288
2023-09-20 | 1724.8614 | 1553.5075 | 1 | 6289
2023-09-20 01:00 | 1680.5381 | 1445.45 | 1 | 6290
2023-09-20 02:00 | 1627.4513 | 1489.18 | 1 | 6291
2023-09-20 03:00 | 1605.5964 | 1446.76 | 1 | 6292
2023-09-20 04:00 | 1612.5538 | 1392.4025 | 1 | 6293
2023-09-20 05:00 | 1755.2431 | 1376.78 | 1 | 6294
2023-09-20 06:00 | 2012.2375 | 1404.8775 | 1 | 6295
2023-09-20 07:00 | 2187.4246 | 1495.4975 | 1 | 6296
2023-09-20 08:00 | 2334.432 | 1566.445 | 1 | 6297
2023-09-20 09:00 | 2549.9355 | 1725.8025 | 1 | 6298
2023-09-20 10:00 | 2569.0491 | 1792.1375 | 1 | 6299
2023-09-20 11:00 | 2618.5092 | 1794.6225 | 1 | 6300
2023-09-20 12:00 | 2460.8582 | 1755.215 | 1 | 6301
2023-09-20 13:00 | 2415.1645 | 1770.3925 | 1 | 6302
2023-09-20 14:00 | 2493.3748 | 1894.92 | 1 | 6303
2023-09-20 15:00 | 2547.4026 | 1973.3875 | 1 | 6304
2023-09-20 16:00 | 2517.8847 | 1983.73 | 1 | 6305
2023-09-20 17:00 | 2541.5219 | 1935.6175 | 1 | 6306
2023-09-20 18:00 | 2668.2419 | 1857.775 | 1 | 6307
2023-09-20 19:00 | 2491.3005 | 1879.69 | 1 | 6308
2023-09-20 20:00 | 2341.6186 | 1849.9975 | 1 | 6309
2023-09-20 21:00 | 2210.7237 | 1903.87 | 1 | 6310
2023-09-20 22:00 | 2116.7889 | 1884.22 | 1 | 6311
2023-09-20 23:00 | 1994.2437 | 1833.85 | 1 | 6312
2023-09-21 | 1863.9833 | 1757.7375 | 1 | 6313
2023-09-21 01:00 | 1788.9622 | 1685.585 | 1 | 6314
2023-09-21 02:00 | 1756.0132 | 1607.455 | 1 | 6315
2023-09-21 03:00 | 1729.3695 | 1554.17 | 1 | 6316
2023-09-21 04:00 | 1734.6691 | 1497.5125 | 1 | 6317
2023-09-21 05:00 | 1851.9408 | 1484.5225 | 1 | 6318
2023-09-21 06:00 | 2098.8663 | 1519.7825 | 1 | 6319
2023-09-21 07:00 | 2234.7604 | 1571.4675 | 1 | 6320
2023-09-21 08:00 | 2397.5465 | 1638.245 | 1 | 6321
2023-09-21 09:00 | 2589.6583 | 1756.8075 | 1 | 6322
2023-09-21 10:00 | 2659.3003 | 1903.385 | 1 | 6323
2023-09-21 11:00 | 2610.2208 | 1894.4775 | 1 | 6324
2023-09-21 12:00 | 2574.1326 | 1944.04 | 1 | 6325
2023-09-21 13:00 | 2612.9189 | 1924.145 | 1 | 6326
2023-09-21 14:00 | 2657.1776 | 2008.855 | 1 | 6327
2023-09-21 15:00 | 2654.9058 | 2064.76 | 1 | 6328
2023-09-21 16:00 | 2695.6856 | 2040.7075 | 1 | 6329
2023-09-21 17:00 | 2711.28 | 1890.845 | 1 | 6330
2023-09-21 18:00 | 2739.0921 | 1798.29 | 1 | 6331
2023-09-21 19:00 | 2537.2856 | 1867.515 | 1 | 6332
2023-09-21 20:00 | 2365.0716 | 1849.0025 | 1 | 6333
2023-09-21 21:00 | 2299.6242 | 1834.2075 | 1 | 6334
2023-09-21 22:00 | 2206.733 | 1850.4775 | 1 | 6335
2023-09-21 23:00 | 2085.6 | 1813.04 | 1 | 6336
2023-09-22 | 1942.9377 | 1740.9275 | 1 | 6337
2023-09-22 01:00 | 1882.4674 | 1649.6275 | 1 | 6338
2023-09-22 02:00 | 1830.056 | 1589.515 | 1 | 6339
2023-09-22 03:00 | 1800.7723 | 1525.59 | 1 | 6340
2023-09-22 04:00 | 1801.3445 | 1473.88 | 1 | 6341
2023-09-22 05:00 | 1890.4357 | 1452.4325 | 1 | 6342
2023-09-22 06:00 | 2109.7947 | 1475.7425 | 1 | 6343
2023-09-22 07:00 | 2261.6516 | 1516.205 | 1 | 6344
2023-09-22 08:00 | 2439.0497 | 1618.375 | 1 | 6345
2023-09-22 09:00 | 2629.3197 | 1790.3575 | 1 | 6346
2023-09-22 10:00 | 2757.3486 | 1854.1125 | 1 | 6347
2023-09-22 11:00 | 2728.4683 | 1855.155 | 1 | 6348
2023-09-22 12:00 | 2604.6461 | 1885.635 | 1 | 6349
2023-09-22 13:00 | 2545.8752 | 1872.4025 | 1 | 6350
2023-09-22 14:00 | 2579.3283 | 1977.125 | 1 | 6351
2023-09-22 15:00 | 2616.6565 | 2025.9175 | 1 | 6352
2023-09-22 16:00 | 2681.0735 | 2017.6575 | 1 | 6353
2023-09-22 17:00 | 2637.053 | 1983.4425 | 1 | 6354
2023-09-22 18:00 | 2745.4158 | 1936.9625 | 1 | 6355
2023-09-22 19:00 | 2569.4568 | 1977.2775 | 1 | 6356
2023-09-22 20:00 | 2370.0447 | 1895.2925 | 1 | 6357
2023-09-22 21:00 | 2248.2977 | 1865.91 | 1 | 6358
2023-09-22 22:00 | 2159.213 | 1901.7975 | 1 | 6359
2023-09-22 23:00 | 2051.8326 | 1846.8325 | 1 | 6360
2023-09-23 | 1896.8093 | 1707.995 | 1 | 6361
2023-09-23 01:00 | 1881.4605 | 1668.09 | 1 | 6362
2023-09-23 02:00 | 1839.0977 | 1603.6175 | 1 | 6363
2023-09-23 03:00 | 1811.7767 | 1552.3825 | 1 | 6364
2023-09-23 04:00 | 1804.1023 | 1517.1875 | 1 | 6365
2023-09-23 05:00 | 1896.5023 | 1472.8675 | 1 | 6366
2023-09-23 06:00 | 2019.293 | 1471.8875 | 1 | 6367
2023-09-23 07:00 | 2158.3535 | 1494.595 | 1 | 6368
2023-09-23 08:00 | 2322.893 | 1553.3125 | 1 | 6369
2023-09-23 09:00 | 2601.3209 | 1657.135 | 1 | 6370
2023-09-23 10:00 | 2732.707 | 1760.89 | 1 | 6371
2023-09-23 11:00 | 2727.4884 | 1800.02 | 1 | 6372
2023-09-23 12:00 | 2070.2512 | 1821.215 | 1 | 6373
2023-09-23 13:00 | 2554.0465 | 1519.2525 | 1 | 6374
2023-09-23 14:00 | 2550.0558 | 1422.9375 | 1 | 6375
2023-09-23 15:00 | 2614.8279 | 1524.5875 | 1 | 6376
2023-09-23 16:00 | 2614.8279 | 1614.1675 | 1 | 6377
2023-09-23 17:00 | 2688.5023 | 1647.885 | 1 | 6378
2023-09-23 18:00 | 2788.2698 | 1684.3725 | 1 | 6379
2023-09-23 19:00 | 2499.0977 | 1744.185 | 1 | 6380
2023-09-23 20:00 | 2302.9395 | 1712.74 | 1 | 6381
2023-09-23 21:00 | 2173.0884 | 1722.1775 | 1 | 6382
2023-09-23 22:00 | 2099.414 | 1727.04 | 1 | 6383
2023-09-23 23:00 | 2019.6 | 1692.1375 | 1 | 6384
2023-09-24 | 1934.4651 | 1517.4375 | 1 | 6385
2023-09-24 01:00 | 1863.8032 | 1541.48 | 1 | 6386
2023-09-24 02:00 | 1812.1285 | 1480.9125 | 1 | 6387
2023-09-24 03:00 | 1779.2839 | 1425.35 | 1 | 6388
2023-09-24 04:00 | 1762.0514 | 1371.665 | 1 | 6389
2023-09-24 05:00 | 1809.4552 | 1337.9775 | 1 | 6390
2023-09-24 06:00 | 1870.2914 | 1294.89 | 1 | 6391
2023-09-24 07:00 | 2047.9344 | 1236.2025 | 1 | 6392
2023-09-24 08:00 | 2123.7232 | 1216.2575 | 1 | 6393
2023-09-24 09:00 | 2224.9699 | 1237.87 | 1 | 6394
2023-09-24 10:00 | 2337.4045 | 1273.14 | 1 | 6395
2023-09-24 11:00 | 2313.9269 | 1303.55 | 1 | 6396
2023-09-24 12:00 | 2221.355 | 1321.03 | 1 | 6397
2023-09-24 13:00 | 2209.4901 | 1317.325 | 1 | 6398
2023-09-24 14:00 | 2132.9841 | 1358.63 | 1 | 6399
2023-09-24 15:00 | 2126.9058 | 1371.05 | 1 | 6400
2023-09-24 16:00 | 2064.173 | 1279.3375 | 1 | 6401
2023-09-24 17:00 | 2037.4661 | 1278.9625 | 1 | 6402
2023-09-24 18:00 | 2246.2103 | 1299.9475 | 1 | 6403
2023-09-24 19:00 | 2183.4642 | 1360.4325 | 1 | 6404
2023-09-24 20:00 | 2151.7228 | 1400.2975 | 1 | 6405
2023-09-24 21:00 | 2091.0028 | 1428.6875 | 1 | 6406
2023-09-24 22:00 | 2102.6679 | 1452.0975 | 1 | 6407
2023-09-24 23:00 | 1997.8661 | 1445.32 | 1 | 6408
2023-09-25 | 1775.3284 | 1440.555 | 1 | 6409
2023-09-25 01:00 | 1664.8208 | 1318.4625 | 1 | 6410
2023-09-25 02:00 | 1568.8495 | 1259.72 | 1 | 6411
2023-09-25 03:00 | 1584.3844 | 1215.1775 | 1 | 6412
2023-09-25 04:00 | 1627.0738 | 1186.0175 | 1 | 6413
2023-09-25 05:00 | 1714.1696 | 1191.4075 | 1 | 6414
2023-09-25 06:00 | 2016.0133 | 1264.82 | 1 | 6415
2023-09-25 07:00 | 2142.3911 | 1375.0225 | 1 | 6416
2023-09-25 08:00 | 2312.3911 | 1507.815 | 1 | 6417
2023-09-25 09:00 | 2595.3067 | 1670.385 | 1 | 6418
2023-09-25 10:00 | 2672.1012 | 1755.245 | 1 | 6419
2023-09-25 11:00 | 2611.9706 | 1759.65 | 1 | 6420
2023-09-25 12:00 | 2530.1736 | 1755.345 | 1 | 6421
2023-09-25 13:00 | 2500.0436 | 1768.2375 | 1 | 6422
2023-09-25 14:00 | 2580.4948 | 1846.7125 | 1 | 6423
2023-09-25 15:00 | 2616.7793 | 1887.1975 | 1 | 6424
2023-09-25 16:00 | 2655.9628 | 1899.175 | 1 | 6425
2023-09-25 17:00 | 2683.0075 | 1854.0425 | 1 | 6426
2023-09-25 18:00 | 2726.9358 | 1798.925 | 1 | 6427
2023-09-25 19:00 | 2473.68 | 1824.0125 | 1 | 6428
2023-09-25 20:00 | 2315.6484 | 1810.985 | 1 | 6429
2023-09-25 21:00 | 2225.6428 | 1789.675 | 1 | 6430
2023-09-25 22:00 | 2155.253 | 1770.28 | 1 | 6431
2023-09-25 23:00 | 2055.854 | 1728.17 | 1 | 6432
2023-09-26 | 1968.2326 | 1651.6125 | 1 | 6433
2023-09-26 01:00 | 1916.419 | 1564.01 | 1 | 6434
2023-09-26 02:00 | 1841.2913 | 1503.0075 | 1 | 6435
2023-09-26 03:00 | 1812.0076 | 1448.5275 | 1 | 6436
2023-09-26 04:00 | 1817.1231 | 1394.03 | 1 | 6437
2023-09-26 05:00 | 1936.4822 | 1380.535 | 1 | 6438
2023-09-26 06:00 | 2112.6803 | 1418.1125 | 1 | 6439
2023-09-26 07:00 | 2206.6414 | 1478.03 | 1 | 6440
2023-09-26 08:00 | 2445.4348 | 1561.4775 | 1 | 6441
2023-09-26 09:00 | 2643.809 | 1723.8325 | 1 | 6442
2023-09-26 10:00 | 2758.331 | 1794.525 | 1 | 6443
2023-09-26 11:00 | 2749.6803 | 1795.34 | 1 | 6444
2023-09-26 12:00 | 2567.1336 | 1812.3075 | 1 | 6445
2023-09-26 13:00 | 2634.5301 | 1787 | 1 | 6446
2023-09-26 14:00 | 2710.6837 | 1840.405 | 1 | 6447
2023-09-26 15:00 | 2730.0844 | 1898.7975 | 1 | 6448
2023-09-26 16:00 | 2729.8214 | 1897.9625 | 1 | 6449
2023-09-26 17:00 | 2771.3861 | 1883.5875 | 1 | 6450
2023-09-26 18:00 | 2730.2819 | 1835.095 | 1 | 6451
2023-09-26 19:00 | 2534.2772 | 1854.83 | 1 | 6452
2023-09-26 20:00 | 2358.9935 | 1826.8125 | 1 | 6453
2023-09-26 21:00 | 2272.2112 | 1830.235 | 1 | 6454
2023-09-26 22:00 | 2197.4623 | 1836.865 | 1 | 6455
2023-09-26 23:00 | 2102.7293 | 1792.84 | 1 | 6456
2023-09-27 | 1958.3172 | 1654.2675 | 1 | 6457
2023-09-27 01:00 | 1874.0255 | 1571.6875 | 1 | 6458
2023-09-27 02:00 | 1833.402 | 1517.1275 | 1 | 6459
2023-09-27 03:00 | 1804.0569 | 1458.62 | 1 | 6460
2023-09-27 04:00 | 1800.3928 | 1400.03 | 1 | 6461
2023-09-27 05:00 | 1896.698 | 1382.985 | 1 | 6462
2023-09-27 06:00 | 2118.2366 | 1439.1925 | 1 | 6463
2023-09-27 07:00 | 2218.46 | 1472.97 | 1 | 6464
2023-09-27 08:00 | 2360.5558 | 1581.96 | 1 | 6465
2023-09-27 09:00 | 2593.7411 | 1685.905 | 1 | 6466
2023-09-27 10:00 | 2749.0296 | 1753.4375 | 1 | 6467
2023-09-27 11:00 | 2712.659 | 1765.735 | 1 | 6468
2023-09-27 12:00 | 2587.5475 | 1754.4825 | 1 | 6469
2023-09-27 13:00 | 2609.0817 | 1748.365 | 1 | 6470
2023-09-27 14:00 | 2722.4409 | 1818.4075 | 1 | 6471
2023-09-27 15:00 | 2718.6342 | 1855.05 | 1 | 6472
2023-09-27 16:00 | 2717.481 | 1740.915 | 1 | 6473
2023-09-27 17:00 | 2736.6977 | 1869.3875 | 1 | 6474
2023-09-27 18:00 | 2796.8037 | 1798.48 | 1 | 6475
2023-09-27 19:00 | 2594.6903 | 1803.6575 | 1 | 6476
2023-09-27 20:00 | 2341.5879 | 1739.4625 | 1 | 6477
2023-09-27 21:00 | 2255.0205 | 1696.2575 | 1 | 6478
2023-09-27 22:00 | 2166.2428 | 1682.64 | 1 | 6479
2023-09-27 23:00 | 2092.9982 | 1649.9925 | 1 | 6480
2023-09-28 | 2060.9707 | 1556.355 | 1 | 6481
2023-09-28 01:00 | 1968.6615 | 1491.8375 | 1 | 6482
2023-09-28 02:00 | 1915.1418 | 1424.9825 | 1 | 6483
2023-09-28 03:00 | 1892.05 | 1361.88 | 1 | 6484
2023-09-28 04:00 | 1908.2747 | 1299.9325 | 1 | 6485
2023-09-28 05:00 | 1961.8683 | 1284.935 | 1 | 6486
2023-09-28 06:00 | 2052.0814 | 1326.6525 | 1 | 6487
2023-09-28 07:00 | 2251.3753 | 1374.6125 | 1 | 6488
2023-09-28 08:00 | 2408.3354 | 1445.9075 | 1 | 6489
2023-09-28 09:00 | 2676.6588 | 1586.485 | 1 | 6490
2023-09-28 10:00 | 2797.0515 | 1660.045 | 1 | 6491
2023-09-28 11:00 | 2792.0485 | 1643.8775 | 1 | 6492
2023-09-28 12:00 | 2663.9696 | 1611.4775 | 1 | 6493
2023-09-28 13:00 | 2657.0439 | 1595.495 | 1 | 6494
2023-09-28 14:00 | 2747.9299 | 1667.995 | 1 | 6495
2023-09-28 15:00 | 2691.9104 | 1740.4425 | 1 | 6496
2023-09-28 16:00 | 2604.2613 | 1738.165 | 1 | 6497
2023-09-28 17:00 | 2618.6809 | 1731.525 | 1 | 6498
2023-09-28 18:00 | 2572.9555 | 1695.325 | 1 | 6499
2023-09-28 19:00 | 2415.9153 | 1693.9975 | 1 | 6500
2023-09-28 20:00 | 2273.3445 | 1632.7475 | 1 | 6501
2023-09-28 21:00 | 2203.5952 | 1625.795 | 1 | 6502
2023-09-28 22:00 | 2163.816 | 1643.4425 | 1 | 6503
2023-09-28 23:00 | 2076.5052 | 1611.2975 | 1 | 6504
2023-09-29 | 1996.6586 | 1521.5725 | 1 | 6505
2023-09-29 01:00 | 1943.0032 | 1440.285 | 1 | 6506
2023-09-29 02:00 | 1891.4513 | 1374.5775 | 1 | 6507
2023-09-29 03:00 | 1862.4132 | 1321.2525 | 1 | 6508
2023-09-29 04:00 | 1872.2561 | 1275.005 | 1 | 6509
2023-09-29 05:00 | 1911.3101 | 1267.5675 | 1 | 6510
2023-09-29 06:00 | 2047.5398 | 1311.935 | 1 | 6511
2023-09-29 07:00 | 2224.8144 | 1338.235 | 1 | 6512
2023-09-29 08:00 | 2378.2683 | 1426.93 | 1 | 6513
2023-09-29 09:00 | 2573.4499 | 1572.665 | 1 | 6514
2023-09-29 10:00 | 2691.5328 | 1653.8875 | 1 | 6515
2023-09-29 11:00 | 2731.538 | 1612.47 | 1 | 6516
2023-09-29 12:00 | 2626.6257 | 1618.23 | 1 | 6517
2023-09-29 13:00 | 2610.9543 | 1589.7625 | 1 | 6518
2023-09-29 14:00 | 2634.2772 | 1693.3575 | 1 | 6519
2023-09-29 15:00 | 2662.7644 | 1744.6225 | 1 | 6520
2023-09-29 16:00 | 2663.5758 | 1761.8025 | 1 | 6521
2023-09-29 17:00 | 2644.1135 | 1728.47 | 1 | 6522
2023-09-29 18:00 | 2740.5656 | 1734.92 | 1 | 6523
2023-09-29 19:00 | 2552.6958 | 1704.605 | 1 | 6524
2023-09-29 20:00 | 2457.0419 | 1627.24 | 1 | 6525
2023-09-29 21:00 | 2363.9051 | 1608.59 | 1 | 6526
2023-09-29 22:00 | 2289.1256 | 1613.875 | 1 | 6527
2023-09-29 23:00 | 2183.4028 | 1578.59 | 1 | 6528
2023-09-30 | 2043.5442 | 1472.345 | 1 | 6529
2023-09-30 01:00 | 1982.1488 | 1413.52 | 1 | 6530
2023-09-30 02:00 | 1928.1209 | 1360.08 | 1 | 6531
2023-09-30 03:00 | 1898.9581 | 1330.3125 | 1 | 6532
2023-09-30 04:00 | 1880.5395 | 1278.0875 | 1 | 6533
2023-09-30 05:00 | 1955.4419 | 1264.48 | 1 | 6534
2023-09-30 06:00 | 2092.9674 | 1287.7875 | 1 | 6535
2023-09-30 07:00 | 2244.307 | 1309.2925 | 1 | 6536
2023-09-30 08:00 | 2387.3581 | 1372.125 | 1 | 6537
2023-09-30 09:00 | 2621.8884 | 1520.8625 | 1 | 6538
2023-09-30 10:00 | 2633.8605 | 1609.7575 | 1 | 6539
2023-09-30 11:00 | 2748.6698 | 1601.79 | 1 | 6540
2023-09-30 12:00 | 2603.7767 | 1606.015 | 1 | 6541
2023-09-30 13:00 | 2602.2419 | 1578.1825 | 1 | 6542
2023-09-30 14:00 | 2687.8884 | 1637.03 | 1 | 6543
2023-09-30 15:00 | 2699.5535 | 1646.8175 | 1 | 6544
2023-09-30 16:00 | 2712.7535 | 1644.8525 | 1 | 6545
2023-09-30 17:00 | 2717.6651 | 1565.065 | 1 | 6546
2023-09-30 18:00 | 2751.4326 | 1521.5875 | 1 | 6547
2023-09-30 19:00 | 2560.186 | 1535 | 1 | 6548
2023-09-30 20:00 | 2430.0279 | 1504.9325 | 1 | 6549
2023-09-30 21:00 | 2282.3721 | 1508.135 | 1 | 6550
2023-09-30 22:00 | 2220.6698 | 1524.2425 | 1 | 6551
2023-09-30 23:00 | 2212.0744 | 1492.1975 | 1 | 6552
2023-10-01 |  | 1357.7175 | 1 | 6553
2023-10-01 01:00 |  | 1350.09 | 1 | 6554
2023-10-01 02:00 |  | 1290.8725 | 1 | 6555
2023-10-01 03:00 |  | 1236.365 | 1 | 6556
2023-10-01 04:00 |  | 1189.54 | 1 | 6557
2023-10-01 05:00 |  | 1159.5675 | 1 | 6558
2023-10-01 06:00 |  | 1128.6325 | 1 | 6559
2023-10-01 07:00 |  | 1080.49 | 1 | 6560
2023-10-01 08:00 |  | 1070.635 | 1 | 6561
2023-10-01 09:00 |  | 1102.9075 | 1 | 6562
2023-10-01 10:00 |  | 1145.365 | 1 | 6563
2023-10-01 11:00 |  | 1160.2425 | 1 | 6564
2023-10-01 12:00 |  | 1164.5875 | 1 | 6565
2023-10-01 13:00 |  | 1145.4925 | 1 | 6566
2023-10-01 14:00 |  | 1176.6075 | 1 | 6567
2023-10-01 15:00 |  | 1192.4225 | 1 | 6568
2023-10-01 16:00 |  | 1182.945 | 1 | 6569
2023-10-01 17:00 |  | 1143.6525 | 1 | 6570
2023-10-01 18:00 |  | 1147.9775 | 1 | 6571
2023-10-01 19:00 |  | 1192.8925 | 1 | 6572
2023-10-01 20:00 |  | 1210.8225 | 1 | 6573
2023-10-01 21:00 |  | 1192.92 | 1 | 6574
2023-10-01 22:00 |  | 1237.6625 | 1 | 6575
2023-10-01 23:00 |  | 1234.2025 | 1 | 6576
2023-10-02 |  | 1127.1575 | 1 | 6577
2023-10-02 01:00 |  | 1103.1025 | 1 | 6578
2023-10-02 02:00 |  | 1055.635 | 1 | 6579
2023-10-02 03:00 |  | 1012.9 | 1 | 6580
2023-10-02 04:00 |  | 968.3225 | 1 | 6581
2023-10-02 05:00 |  | 949.755 | 1 | 6582
2023-10-02 06:00 |  | 918.2225 | 1 | 6583
2023-10-02 07:00 |  | 905.5675 | 1 | 6584
2023-10-02 08:00 |  | 858.67 | 1 | 6585
2023-10-02 09:00 |  | 855.6 | 1 | 6586
2023-10-02 10:00 |  | 888.32 | 1 | 6587
2023-10-02 11:00 |  | 896.3775 | 1 | 6588
2023-10-02 12:00 |  | 927.7975 | 1 | 6589
2023-10-02 13:00 |  | 926.8225 | 1 | 6590
2023-10-02 14:00 |  | 949.62 | 1 | 6591
2023-10-02 15:00 |  | 988.92 | 1 | 6592
2023-10-02 16:00 |  | 1010.4275 | 1 | 6593
2023-10-02 17:00 |  | 1028.6025 | 1 | 6594
2023-10-02 18:00 |  | 1052.83 | 1 | 6595
2023-10-02 19:00 |  | 1107.595 | 1 | 6596
2023-10-02 20:00 |  | 1104.825 | 1 | 6597
2023-10-02 21:00 |  | 1081.2275 | 1 | 6598
2023-10-02 22:00 |  | 1116.1225 | 1 | 6599
2023-10-02 23:00 |  | 1073.1875 | 1 | 6600
2023-10-03 |  | 1105.9175 | 1 | 6601
2023-10-03 01:00 |  | 990.0725 | 1 | 6602
2023-10-03 02:00 |  | 946.15 | 1 | 6603
2023-10-03 03:00 |  | 911.5925 | 1 | 6604
2023-10-03 04:00 |  | 889.9225 | 1 | 6605
2023-10-03 05:00 |  | 922.0925 | 1 | 6606
2023-10-03 06:00 |  | 1032.02 | 1 | 6607
2023-10-03 07:00 |  | 1134.745 | 1 | 6608
2023-10-03 08:00 |  | 1251.5125 | 1 | 6609
2023-10-03 09:00 |  | 1408.6525 | 1 | 6610
2023-10-03 10:00 |  | 1496.6275 | 1 | 6611
2023-10-03 11:00 |  | 1509.0775 | 1 | 6612
2023-10-03 12:00 |  | 1493.75 | 1 | 6613
2023-10-03 13:00 |  | 1447.9775 | 1 | 6614
2023-10-03 14:00 |  | 1521.1875 | 1 | 6615
2023-10-03 15:00 |  | 1580.1025 | 1 | 6616
2023-10-03 16:00 |  | 1564.6325 | 1 | 6617
2023-10-03 17:00 |  | 1574.1725 | 1 | 6618
2023-10-03 18:00 |  | 1561.8425 | 1 | 6619
2023-10-03 19:00 |  | 1550.665 | 1 | 6620
2023-10-03 20:00 |  | 1466.325 | 1 | 6621
2023-10-03 21:00 |  | 1427.2525 | 1 | 6622
2023-10-03 22:00 |  | 1416.2225 | 1 | 6623
2023-10-03 23:00 |  | 1372.27 | 1 | 6624
2023-10-04 |  | 1302.49 | 1 | 6625
2023-10-04 01:00 |  | 1218.8925 | 1 | 6626
2023-10-04 02:00 |  | 1158.205 | 1 | 6627
2023-10-04 03:00 |  | 1117.1225 | 1 | 6628
2023-10-04 04:00 |  | 1077.91 | 1 | 6629
2023-10-04 05:00 |  | 1093.5425 | 1 | 6630
2023-10-04 06:00 |  | 1169.9425 | 1 | 6631
2023-10-04 07:00 |  | 1260.5 | 1 | 6632
2023-10-04 08:00 |  | 1325.7125 | 1 | 6633
2023-10-04 09:00 |  | 1450.5175 | 1 | 6634
2023-10-04 10:00 |  | 1521.6 | 1 | 6635
2023-10-04 11:00 |  | 1539.2825 | 1 | 6636
2023-10-04 12:00 |  | 1523.7275 | 1 | 6637
2023-10-04 13:00 |  | 1472.89 | 1 | 6638
2023-10-04 14:00 |  | 1567.2 | 1 | 6639
2023-10-04 15:00 |  | 1609.375 | 1 | 6640
2023-10-04 16:00 |  | 1637.85 | 1 | 6641
2023-10-04 17:00 |  | 1605.685 | 1 | 6642
2023-10-04 18:00 |  | 1586.855 | 1 | 6643
2023-10-04 19:00 |  | 1584.51 | 1 | 6644
2023-10-04 20:00 |  | 1501.905 | 1 | 6645
2023-10-04 21:00 |  | 1470.585 | 1 | 6646
2023-10-04 22:00 |  | 1467.235 | 1 | 6647
2023-10-04 23:00 |  | 1413.8425 | 1 | 6648
2023-10-05 |  | 1345.785 | 1 | 6649
2023-10-05 01:00 |  | 1278.7475 | 1 | 6650
2023-10-05 02:00 |  | 1220.25 | 1 | 6651
2023-10-05 03:00 |  | 1167.3425 | 1 | 6652
2023-10-05 04:00 |  | 1122.93 | 1 | 6653
2023-10-05 05:00 |  | 1132.9475 | 1 | 6654
2023-10-05 06:00 |  | 1229.0725 | 1 | 6655
2023-10-05 07:00 |  | 1301.6825 | 1 | 6656
2023-10-05 08:00 |  | 1349.6775 | 1 | 6657
2023-10-05 09:00 |  | 1471.9725 | 1 | 6658
2023-10-05 10:00 |  | 1536.9625 | 1 | 6659
2023-10-05 11:00 |  | 1589.47 | 1 | 6660
2023-10-05 12:00 |  | 1568.2775 | 1 | 6661
2023-10-05 13:00 |  | 1502.4975 | 1 | 6662
2023-10-05 14:00 |  | 1582.33 | 1 | 6663
2023-10-05 15:00 |  | 1622.62 | 1 | 6664
2023-10-05 16:00 |  | 1660.06 | 1 | 6665
2023-10-05 17:00 |  | 1652.7225 | 1 | 6666
2023-10-05 18:00 |  | 1649.0925 | 1 | 6667
2023-10-05 19:00 |  | 1601.1175 | 1 | 6668
2023-10-05 20:00 |  | 1515.28 | 1 | 6669
2023-10-05 21:00 |  | 1467.81 | 1 | 6670
2023-10-05 22:00 |  | 1462.4275 | 1 | 6671
2023-10-05 23:00 |  | 1413.535 | 1 | 6672
2023-10-06 |  | 1354.5575 | 1 | 6673
2023-10-06 01:00 |  | 1276.83 | 1 | 6674
2023-10-06 02:00 |  | 1202.3025 | 1 | 6675
2023-10-06 03:00 |  | 1150.18 | 1 | 6676
2023-10-06 04:00 |  | 1114.5875 | 1 | 6677
2023-10-06 05:00 |  | 1119.6375 | 1 | 6678
2023-10-06 06:00 |  | 1226.7025 | 1 | 6679
2023-10-06 07:00 |  | 1323.7975 | 1 | 6680
2023-10-06 08:00 |  | 1365.25 | 1 | 6681
2023-10-06 09:00 |  | 1504.785 | 1 | 6682
2023-10-06 10:00 |  | 1546.98 | 1 | 6683
2023-10-06 11:00 |  | 1558.8525 | 1 | 6684
2023-10-06 12:00 |  | 1537.82 | 1 | 6685
2023-10-06 13:00 |  | 1420.1125 | 1 | 6686
2023-10-06 14:00 |  | 1451.2875 | 1 | 6687
2023-10-06 15:00 |  | 1565.9425 | 1 | 6688
2023-10-06 16:00 |  | 1624.35 | 1 | 6689
2023-10-06 17:00 |  | 1621.35 | 1 | 6690
2023-10-06 18:00 |  | 1616.0875 | 1 | 6691
2023-10-06 19:00 |  | 1602.56 | 1 | 6692
2023-10-06 20:00 |  | 1561.7325 | 1 | 6693
2023-10-06 21:00 |  | 1521.665 | 1 | 6694
2023-10-06 22:00 |  | 1518.63 | 1 | 6695
2023-10-06 23:00 |  | 1472.0275 | 1 | 6696
2023-10-07 |  | 1419.5875 | 1 | 6697
2023-10-07 01:00 |  | 1329.09 | 1 | 6698
2023-10-07 02:00 |  | 1268.0525 | 1 | 6699
2023-10-07 03:00 |  | 1209.0825 | 1 | 6700
2023-10-07 04:00 |  | 1176.6775 | 1 | 6701
2023-10-07 05:00 |  | 1199.23 | 1 | 6702
2023-10-07 06:00 |  | 1252.8475 | 1 | 6703
2023-10-07 07:00 |  | 1297.0875 | 1 | 6704
2023-10-07 08:00 |  | 1326.2625 | 1 | 6705
2023-10-07 09:00 |  | 1435.4225 | 1 | 6706
2023-10-07 10:00 |  | 1519.5575 | 1 | 6707
2023-10-07 11:00 |  | 1522.1925 | 1 | 6708
2023-10-07 12:00 |  | 1527.4325 | 1 | 6709
2023-10-07 13:00 |  | 1482.0425 | 1 | 6710
2023-10-07 14:00 |  | 1561.96 | 1 | 6711
2023-10-07 15:00 |  | 1664.925 | 1 | 6712
2023-10-07 16:00 |  | 1675.125 | 1 | 6713
2023-10-07 17:00 |  | 1650.5625 | 1 | 6714
2023-10-07 18:00 |  | 1615.355 | 1 | 6715
2023-10-07 19:00 |  | 1645.6875 | 1 | 6716
2023-10-07 20:00 |  | 1585.605 | 1 | 6717
2023-10-07 21:00 |  | 1541.78 | 1 | 6718
2023-10-07 22:00 |  | 1558.5 | 1 | 6719
2023-10-07 23:00 |  | 1545.0775 | 1 | 6720
2023-10-08 |  | 1464.6725 | 1 | 6721
2023-10-08 01:00 |  | 1411.4975 | 1 | 6722
2023-10-08 02:00 |  | 1352.62 | 1 | 6723
2023-10-08 03:00 |  | 1305.8375 | 1 | 6724
2023-10-08 04:00 |  | 1242.415 | 1 | 6725
2023-10-08 05:00 |  | 1230.465 | 1 | 6726
2023-10-08 06:00 |  | 1200.51 | 1 | 6727
2023-10-08 07:00 |  | 1170.7025 | 1 | 6728
2023-10-08 08:00 |  | 1127.0375 | 1 | 6729
2023-10-08 09:00 |  | 1138.0675 | 1 | 6730
2023-10-08 10:00 |  | 1115.52 | 1 | 6731
2023-10-08 11:00 |  | 1134.715 | 1 | 6732
2023-10-08 12:00 |  | 1135.7325 | 1 | 6733
2023-10-08 13:00 |  | 1118.45 | 1 | 6734
2023-10-08 14:00 |  | 1202.68 | 1 | 6735
2023-10-08 15:00 |  | 1291.32 | 1 | 6736
2023-10-08 16:00 |  | 1337.5475 | 1 | 6737
2023-10-08 17:00 |  | 1314.935 | 1 | 6738
2023-10-08 18:00 |  | 1346.83 | 1 | 6739
2023-10-08 19:00 |  | 1417.5575 | 1 | 6740
2023-10-08 20:00 |  | 1445.3325 | 1 | 6741
2023-10-08 21:00 |  | 1468.365 | 1 | 6742
2023-10-08 22:00 |  | 1488.8775 | 1 | 6743
2023-10-08 23:00 |  | 1437.405 | 1 | 6744
2023-10-09 |  | 1454.445 | 1 | 6745
2023-10-09 01:00 |  | 1318.4075 | 1 | 6746
2023-10-09 02:00 |  | 1284.55 | 1 | 6747
2023-10-09 03:00 |  | 1231.62 | 1 | 6748
2023-10-09 04:00 |  | 1191.7625 | 1 | 6749
2023-10-09 05:00 |  | 1197.4075 | 1 | 6750
2023-10-09 06:00 |  | 1294.8975 | 1 | 6751
2023-10-09 07:00 |  | 1384.6675 | 1 | 6752
2023-10-09 08:00 |  | 1439.21 | 1 | 6753
2023-10-09 09:00 |  | 1575.58 | 1 | 6754
2023-10-09 10:00 |  | 1685.695 | 1 | 6755
2023-10-09 11:00 |  | 1688.965 | 1 | 6756
2023-10-09 12:00 |  | 1712.1025 | 1 | 6757
2023-10-09 13:00 |  | 1694.4575 | 1 | 6758
2023-10-09 14:00 |  | 1766.5875 | 1 | 6759
2023-10-09 15:00 |  | 1778.5025 | 1 | 6760
2023-10-09 16:00 |  | 1818.6025 | 1 | 6761
2023-10-09 17:00 |  | 1773.805 | 1 | 6762
2023-10-09 18:00 |  | 1755.755 | 1 | 6763
2023-10-09 19:00 |  | 1752.3175 | 1 | 6764
2023-10-09 20:00 |  | 1687.29 | 1 | 6765
2023-10-09 21:00 |  | 1675.4425 | 1 | 6766
2023-10-09 22:00 |  | 1657.26 | 1 | 6767
2023-10-09 23:00 |  | 1664.1275 | 1 | 6768
2023-10-10 |  | 1528.19 | 1 | 6769
2023-10-10 01:00 |  | 1494.5975 | 1 | 6770
2023-10-10 02:00 |  | 1430.43 | 1 | 6771
2023-10-10 03:00 |  | 1360.29 | 1 | 6772
2023-10-10 04:00 |  | 1323.4025 | 1 | 6773
2023-10-10 05:00 |  | 1333.5975 | 1 | 6774
2023-10-10 06:00 |  | 1388.0875 | 1 | 6775
2023-10-10 07:00 |  | 1422.9125 | 1 | 6776
2023-10-10 08:00 |  | 1482.7025 | 1 | 6777
2023-10-10 09:00 |  | 1603.3 | 1 | 6778
2023-10-10 10:00 |  | 1677.14 | 1 | 6779
2023-10-10 11:00 |  | 1662.6925 | 1 | 6780
2023-10-10 12:00 |  | 1691.3425 | 1 | 6781
2023-10-10 13:00 |  | 1694.195 | 1 | 6782
2023-10-10 14:00 |  | 1781.21 | 1 | 6783
2023-10-10 15:00 |  | 1817.8725 | 1 | 6784
2023-10-10 16:00 |  | 1771.8275 | 1 | 6785
2023-10-10 17:00 |  | 1758.4275 | 1 | 6786
2023-10-10 18:00 |  | 1741 | 1 | 6787
2023-10-10 19:00 |  | 1685.405 | 1 | 6788
2023-10-10 20:00 |  | 1644.5025 | 1 | 6789
2023-10-10 21:00 |  | 1598.2825 | 1 | 6790
2023-10-10 22:00 |  | 1560.32 | 1 | 6791
2023-10-10 23:00 |  | 1503.3 | 1 | 6792
2023-10-11 |  | 1345.635 | 1 | 6793
2023-10-11 01:00 |  | 1284.3325 | 1 | 6794
2023-10-11 02:00 |  | 1258.455 | 1 | 6795
2023-10-11 03:00 |  | 1204.61 | 1 | 6796
2023-10-11 04:00 |  | 1154.435 | 1 | 6797
2023-10-11 05:00 |  | 1155.8525 | 1 | 6798
2023-10-11 06:00 |  | 1221.8525 | 1 | 6799
2023-10-11 07:00 |  | 1268.94 | 1 | 6800
2023-10-11 08:00 |  | 1382.7425 | 1 | 6801
2023-10-11 09:00 |  | 1514.7 | 1 | 6802
2023-10-11 10:00 |  | 1577.5325 | 1 | 6803
2023-10-11 11:00 |  | 1544.9325 | 1 | 6804
2023-10-11 12:00 |  | 1553.2125 | 1 | 6805
2023-10-11 13:00 |  | 1543.26 | 1 | 6806
2023-10-11 14:00 |  | 1618.155 | 1 | 6807
2023-10-11 15:00 |  | 1610.01 | 1 | 6808
2023-10-11 16:00 |  | 1553.9175 | 1 | 6809
2023-10-11 17:00 |  | 1519.0625 | 1 | 6810
2023-10-11 18:00 |  | 1505.93 | 1 | 6811
2023-10-11 19:00 |  | 1508.2125 | 1 | 6812
2023-10-11 20:00 |  | 1451.3425 | 1 | 6813
2023-10-11 21:00 |  | 1458.79 | 1 | 6814
2023-10-11 22:00 |  | 1458.565 | 1 | 6815
2023-10-11 23:00 |  | 1384.61 | 1 | 6816
2023-10-12 |  | 1279.5925 | 1 | 6817
2023-10-12 01:00 |  | 1205.0475 | 1 | 6818
2023-10-12 02:00 |  | 1155.075 | 1 | 6819
2023-10-12 03:00 |  | 1118.575 | 1 | 6820
2023-10-12 04:00 |  | 1072.9475 | 1 | 6821
2023-10-12 05:00 |  | 1080.445 | 1 | 6822
2023-10-12 06:00 |  | 1149.755 | 1 | 6823
2023-10-12 07:00 |  | 1191.92 | 1 | 6824
2023-10-12 08:00 |  | 1280.49 | 1 | 6825
2023-10-12 09:00 |  | 1405.215 | 1 | 6826
2023-10-12 10:00 |  | 1457.075 | 1 | 6827
2023-10-12 11:00 |  | 1463.58 | 1 | 6828
2023-10-12 12:00 |  | 1464.0875 | 1 | 6829
2023-10-12 13:00 |  | 1386.205 | 1 | 6830
2023-10-12 14:00 |  | 1475.8025 | 1 | 6831
2023-10-12 15:00 |  | 1529.4325 | 1 | 6832
2023-10-12 16:00 |  | 1550.1375 | 1 | 6833
2023-10-12 17:00 |  | 1554.85 | 1 | 6834
2023-10-12 18:00 |  | 1567.065 | 1 | 6835
2023-10-12 19:00 |  | 1535.325 | 1 | 6836
2023-10-12 20:00 |  | 1452.86 | 1 | 6837
2023-10-12 21:00 |  | 1418.3175 | 1 | 6838
2023-10-12 22:00 |  | 1412.73 | 1 | 6839
2023-10-12 23:00 |  | 1382.7575 | 1 | 6840
2023-10-13 |  | 1297.0775 | 1 | 6841
2023-10-13 01:00 |  | 1234.755 | 1 | 6842
2023-10-13 02:00 |  | 1169.305 | 1 | 6843
2023-10-13 03:00 |  | 1147.4175 | 1 | 6844
2023-10-13 04:00 |  | 1087.445 | 1 | 6845
2023-10-13 05:00 |  | 1091.2875 | 1 | 6846
2023-10-13 06:00 |  | 1189.7975 | 1 | 6847
2023-10-13 07:00 |  | 1266.725 | 1 | 6848
2023-10-13 08:00 |  | 1287.8825 | 1 | 6849
2023-10-13 09:00 |  | 1444.5275 | 1 | 6850
2023-10-13 10:00 |  | 1539.29 | 1 | 6851
2023-10-13 11:00 |  | 1501.9225 | 1 | 6852
2023-10-13 12:00 |  | 1477.89 | 1 | 6853
2023-10-13 13:00 |  | 1437.8025 | 1 | 6854
2023-10-13 14:00 |  | 1563.805 | 1 | 6855
2023-10-13 15:00 |  | 1606.0975 | 1 | 6856
2023-10-13 16:00 |  | 1578.54 | 1 | 6857
2023-10-13 17:00 |  | 1580.375 | 1 | 6858
2023-10-13 18:00 |  | 1584.705 | 1 | 6859
2023-10-13 19:00 |  | 1544.805 | 1 | 6860
2023-10-13 20:00 |  | 1458.2475 | 1 | 6861
2023-10-13 21:00 |  | 1429.55 | 1 | 6862
2023-10-13 22:00 |  | 1413.8325 | 1 | 6863
2023-10-13 23:00 |  | 1384.935 | 1 | 6864
2023-10-14 |  | 1322.0325 | 1 | 6865
2023-10-14 01:00 |  | 1256.3525 | 1 | 6866
2023-10-14 02:00 |  | 1213.7725 | 1 | 6867
2023-10-14 03:00 |  | 1165.36 | 1 | 6868
2023-10-14 04:00 |  | 1132.61 | 1 | 6869
2023-10-14 05:00 |  | 1132.7925 | 1 | 6870
2023-10-14 06:00 |  | 1153.8175 | 1 | 6871
2023-10-14 07:00 |  | 1157.035 | 1 | 6872
2023-10-14 08:00 |  | 1249.6375 | 1 | 6873
2023-10-14 09:00 |  | 1384.0725 | 1 | 6874
2023-10-14 10:00 |  | 1469.2 | 1 | 6875
2023-10-14 11:00 |  | 1492.46 | 1 | 6876
2023-10-14 12:00 |  | 1486.805 | 1 | 6877
2023-10-14 13:00 |  | 1431.3375 | 1 | 6878
2023-10-14 14:00 |  | 1453.705 | 1 | 6879
2023-10-14 15:00 |  | 1464.0475 | 1 | 6880
2023-10-14 16:00 |  | 1473.825 | 1 | 6881
2023-10-14 17:00 |  | 1508.3825 | 1 | 6882
2023-10-14 18:00 |  | 1490.1775 | 1 | 6883
2023-10-14 19:00 |  | 1452.8875 | 1 | 6884
2023-10-14 20:00 |  | 1405.735 | 1 | 6885
2023-10-14 21:00 |  | 1400.8875 | 1 | 6886
2023-10-14 22:00 |  | 1385.05 | 1 | 6887
2023-10-14 23:00 |  | 1364.8425 | 1 | 6888
2023-10-15 |  | 1256.2875 | 1 | 6889
2023-10-15 01:00 |  | 1250.84 | 1 | 6890
2023-10-15 02:00 |  | 1180.195 | 1 | 6891
2023-10-15 03:00 |  | 1156.375 | 1 | 6892
2023-10-15 04:00 |  | 1114.275 | 1 | 6893
2023-10-15 05:00 |  | 1087.865 | 1 | 6894
2023-10-15 06:00 |  | 1060.88 | 1 | 6895
2023-10-15 07:00 |  | 1017.98 | 1 | 6896
2023-10-15 08:00 |  | 1020.725 | 1 | 6897
2023-10-15 09:00 |  | 1085.245 | 1 | 6898
2023-10-15 10:00 |  | 1079.0475 | 1 | 6899
2023-10-15 11:00 |  | 1070.015 | 1 | 6900
2023-10-15 12:00 |  | 1061.98 | 1 | 6901
2023-10-15 13:00 |  | 1037.7325 | 1 | 6902
2023-10-15 14:00 |  | 1097.7925 | 1 | 6903
2023-10-15 15:00 |  | 1163.545 | 1 | 6904
2023-10-15 16:00 |  | 1153.395 | 1 | 6905
2023-10-15 17:00 |  | 1093.835 | 1 | 6906
2023-10-15 18:00 |  | 1100.0925 | 1 | 6907
2023-10-15 19:00 |  | 1144.75 | 1 | 6908
2023-10-15 20:00 |  | 1163.94 | 1 | 6909
2023-10-15 21:00 |  | 1172.495 | 1 | 6910
2023-10-15 22:00 |  | 1173.4075 | 1 | 6911
2023-10-15 23:00 |  | 1152.0525 | 1 | 6912
2023-10-16 |  | 997.88 | 1 | 6913
2023-10-16 01:00 |  | 1061.5125 | 1 | 6914
2023-10-16 02:00 |  | 1014.38 | 1 | 6915
2023-10-16 03:00 |  | 967.9175 | 1 | 6916
2023-10-16 04:00 |  | 945.065 | 1 | 6917
2023-10-16 05:00 |  | 964.845 | 1 | 6918
2023-10-16 06:00 |  | 1067.3725 | 1 | 6919
2023-10-16 07:00 |  | 1179.59 | 1 | 6920
2023-10-16 08:00 |  | 1266.9725 | 1 | 6921
2023-10-16 09:00 |  | 1442.7375 | 1 | 6922
2023-10-16 10:00 |  | 1530.4575 | 1 | 6923
2023-10-16 11:00 |  | 1516.375 | 1 | 6924
2023-10-16 12:00 |  | 1488.0575 | 1 | 6925
2023-10-16 13:00 |  | 1447.1975 | 1 | 6926
2023-10-16 14:00 |  | 1428.79 | 1 | 6927
2023-10-16 15:00 |  | 1422.1475 | 1 | 6928
2023-10-16 16:00 |  | 1418.5575 | 1 | 6929
2023-10-16 17:00 |  | 1404.275 | 1 | 6930
2023-10-16 18:00 |  | 1476.9825 | 1 | 6931
2023-10-16 19:00 |  | 1439.8125 | 1 | 6932
2023-10-16 20:00 |  | 1305.345 | 1 | 6933
2023-10-16 21:00 |  | 1248.275 | 1 | 6934
2023-10-16 22:00 |  | 1011.8225 | 1 | 6935
2023-10-16 23:00 |  | 730.45 | 1 | 6936
2023-10-17 |  | 847.3525 | 1 | 6937
2023-10-17 01:00 |  | 808.5775 | 1 | 6938
2023-10-17 02:00 |  | 820.8925 | 1 | 6939
2023-10-17 03:00 |  | 830.245 | 1 | 6940
2023-10-17 04:00 |  | 834.7225 | 1 | 6941
2023-10-17 05:00 |  | 872.765 | 1 | 6942
2023-10-17 06:00 |  | 992.175 | 1 | 6943
2023-10-17 07:00 |  | 1130.6725 | 1 | 6944
2023-10-17 08:00 |  | 1178.6625 | 1 | 6945
2023-10-17 09:00 |  | 1333.3275 | 1 | 6946
2023-10-17 10:00 |  | 1287.7525 | 1 | 6947
2023-10-17 11:00 |  | 1327.9375 | 1 | 6948
2023-10-17 12:00 |  | 1319.07 | 1 | 6949
2023-10-17 13:00 |  | 1304.1075 | 1 | 6950
2023-10-17 14:00 |  | 1338.9625 | 1 | 6951
2023-10-17 15:00 |  | 1334.57 | 1 | 6952
2023-10-17 16:00 |  | 1348.825 | 1 | 6953
2023-10-17 17:00 |  | 1395.3975 | 1 | 6954
2023-10-17 18:00 |  | 1425.7025 | 1 | 6955
2023-10-17 19:00 |  | 1402.305 | 1 | 6956
2023-10-17 20:00 |  | 1295.06 | 1 | 6957
2023-10-17 21:00 |  | 1228.89 | 1 | 6958
2023-10-17 22:00 |  | 1146.98 | 1 | 6959
2023-10-17 23:00 |  | 1068.925 | 1 | 6960
2023-10-18 |  | 1012.765 | 1 | 6961
2023-10-18 01:00 |  | 966.955 | 1 | 6962
2023-10-18 02:00 |  | 940.465 | 1 | 6963
2023-10-18 03:00 |  | 907.93 | 1 | 6964
2023-10-18 04:00 |  | 889.75 | 1 | 6965
2023-10-18 05:00 |  | 947.67 | 1 | 6966
2023-10-18 06:00 |  | 1066.7275 | 1 | 6967
2023-10-18 07:00 |  | 1197.2375 | 1 | 6968
2023-10-18 08:00 |  | 1259.935 | 1 | 6969
2023-10-18 09:00 |  | 1362.8725 | 1 | 6970
2023-10-18 10:00 |  | 1392.2775 | 1 | 6971
2023-10-18 11:00 |  | 1356.7925 | 1 | 6972
2023-10-18 12:00 |  | 1297.2075 | 1 | 6973
2023-10-18 13:00 |  | 1216.035 | 1 | 6974
2023-10-18 14:00 |  | 1314.4325 | 1 | 6975
2023-10-18 15:00 |  | 1335.03 | 1 | 6976
2023-10-18 16:00 |  | 1406.81 | 1 | 6977
2023-10-18 17:00 |  | 1431.52 | 1 | 6978
2023-10-18 18:00 |  | 1445.76 | 1 | 6979
2023-10-18 19:00 |  | 1400.0325 | 1 | 6980
2023-10-18 20:00 |  | 1291.395 | 1 | 6981
2023-10-18 21:00 |  | 1155.3125 | 1 | 6982
2023-10-18 22:00 |  | 1118.1225 | 1 | 6983
2023-10-18 23:00 |  | 1100.4025 | 1 | 6984
2023-10-19 |  | 1008.83 | 1 | 6985
2023-10-19 01:00 |  | 958.74 | 1 | 6986
2023-10-19 02:00 |  | 922.8775 | 1 | 6987
2023-10-19 03:00 |  | 874.2725 | 1 | 6988
2023-10-19 04:00 |  | 872.625 | 1 | 6989
2023-10-19 05:00 |  | 948.3775 | 1 | 6990
2023-10-19 06:00 |  | 991.58 | 1 | 6991
2023-10-19 07:00 |  | 1180.165 | 1 | 6992
2023-10-19 08:00 |  | 1191.21 | 1 | 6993
2023-10-19 09:00 |  | 1253.5575 | 1 | 6994
2023-10-19 10:00 |  | 1334.375 | 1 | 6995
2023-10-19 11:00 |  | 1296.0275 | 1 | 6996
2023-10-19 12:00 |  | 1250.9375 | 1 | 6997
2023-10-19 13:00 |  | 1163.745 | 1 | 6998
2023-10-19 14:00 |  | 1240.7875 | 1 | 6999
2023-10-19 15:00 |  | 1260.99 | 1 | 7000
2023-10-19 16:00 |  | 1294.8175 | 1 | 7001
2023-10-19 17:00 |  | 1356.82 | 1 | 7002
2023-10-19 18:00 |  | 1366.6725 | 1 | 7003
2023-10-19 19:00 |  | 1355.0025 | 1 | 7004
2023-10-19 20:00 |  | 1245.4425 | 1 | 7005
2023-10-19 21:00 |  | 1178.9925 | 1 | 7006
2023-10-19 22:00 |  | 1109.7125 | 1 | 7007
2023-10-19 23:00 |  | 1034.605 | 1 | 7008
2023-10-20 |  | 977.9625 | 1 | 7009
2023-10-20 01:00 |  | 931.41 | 1 | 7010
2023-10-20 02:00 |  | 899.245 | 1 | 7011
2023-10-20 03:00 |  | 880.8275 | 1 | 7012
2023-10-20 04:00 |  | 876.68 | 1 | 7013
2023-10-20 05:00 |  | 921.3675 | 1 | 7014
2023-10-20 06:00 |  | 1044.5725 | 1 | 7015
2023-10-20 07:00 |  | 1188.955 | 1 | 7016
2023-10-20 08:00 |  | 1184.265 | 1 | 7017
2023-10-20 09:00 |  | 1238.64 | 1 | 7018
2023-10-20 10:00 |  | 1317.9275 | 1 | 7019
2023-10-20 11:00 |  | 1297.8975 | 1 | 7020
2023-10-20 12:00 |  | 1278.815 | 1 | 7021
2023-10-20 13:00 |  | 1228.485 | 1 | 7022
2023-10-20 14:00 |  | 1272.555 | 1 | 7023
2023-10-20 15:00 |  | 1302.8975 | 1 | 7024
2023-10-20 16:00 |  | 1330.3625 | 1 | 7025
2023-10-20 17:00 |  | 1381.325 | 1 | 7026
2023-10-20 18:00 |  | 1437.5375 | 1 | 7027
2023-10-20 19:00 |  | 1379.21 | 1 | 7028
2023-10-20 20:00 |  | 1231.7725 | 1 | 7029
2023-10-20 21:00 |  | 1169.0625 | 1 | 7030
2023-10-20 22:00 |  | 1133.405 | 1 | 7031
2023-10-20 23:00 |  | 1062.66 | 1 | 7032
2023-10-21 |  | 978.67 | 1 | 7033
2023-10-21 01:00 |  | 943.2825 | 1 | 7034
2023-10-21 02:00 |  | 903.1025 | 1 | 7035
2023-10-21 03:00 |  | 879.7825 | 1 | 7036
2023-10-21 04:00 |  | 893.75 | 1 | 7037
2023-10-21 05:00 |  | 946.625 | 1 | 7038
2023-10-21 06:00 |  | 1148.7775 | 1 | 7039
2023-10-21 07:00 |  | 1033.3125 | 1 | 7040
2023-10-21 08:00 |  | 1064.475 | 1 | 7041
2023-10-21 09:00 |  | 1199.7375 | 1 | 7042
2023-10-21 10:00 |  | 1281.215 | 1 | 7043
2023-10-21 11:00 |  | 1265.9275 | 1 | 7044
2023-10-21 12:00 |  | 1306.0475 | 1 | 7045
2023-10-21 13:00 |  | 1234.535 | 1 | 7046
2023-10-21 14:00 |  | 1260.845 | 1 | 7047
2023-10-21 15:00 |  | 1235.52 | 1 | 7048
2023-10-21 16:00 |  | 1277.7025 | 1 | 7049
2023-10-21 17:00 |  | 1308.7475 | 1 | 7050
2023-10-21 18:00 |  | 1379.515 | 1 | 7051
2023-10-21 19:00 |  | 1300.5025 | 1 | 7052
2023-10-21 20:00 |  | 1194.355 | 1 | 7053
2023-10-21 21:00 |  | 1033.63 | 1 | 7054
2023-10-21 22:00 |  | 1105.74 | 1 | 7055
2023-10-21 23:00 |  | 1058.49 | 1 | 7056
2023-10-22 |  | 935.9475 | 1 | 7057
2023-10-22 01:00 |  | 938.7225 | 1 | 7058
2023-10-22 02:00 |  | 878.83 | 1 | 7059
2023-10-22 03:00 |  | 880.29 | 1 | 7060
2023-10-22 04:00 |  | 834.78 | 1 | 7061
2023-10-22 05:00 |  | 893.1925 | 1 | 7062
2023-10-22 06:00 |  | 1114.4625 | 1 | 7063
2023-10-22 07:00 |  | 952.8275 | 1 | 7064
2023-10-22 08:00 |  | 981.2725 | 1 | 7065
2023-10-22 09:00 |  | 1012.5525 | 1 | 7066
2023-10-22 10:00 |  | 991.255 | 1 | 7067
2023-10-22 11:00 |  | 1027.6575 | 1 | 7068
2023-10-22 12:00 |  | 1022.4575 | 1 | 7069
2023-10-22 13:00 |  | 987.2975 | 1 | 7070
2023-10-22 14:00 |  | 990.8975 | 1 | 7071
2023-10-22 15:00 |  | 975.4125 | 1 | 7072
2023-10-22 16:00 |  | 993.7925 | 1 | 7073
2023-10-22 17:00 |  | 1026.9375 | 1 | 7074
2023-10-22 18:00 |  | 1090.9275 | 1 | 7075
2023-10-22 19:00 |  | 1083.855 | 1 | 7076
2023-10-22 20:00 |  | 999.37 | 1 | 7077
2023-10-22 21:00 |  | 955.8375 | 1 | 7078
2023-10-22 22:00 |  | 964.9225 | 1 | 7079
2023-10-22 23:00 |  | 914.82 | 1 | 7080
2023-10-23 |  | 863.13 | 1 | 7081
2023-10-23 01:00 |  | 813.5075 | 1 | 7082
2023-10-23 02:00 |  | 790.1175 | 1 | 7083
2023-10-23 03:00 |  | 762.7825 | 1 | 7084
2023-10-23 04:00 |  | 772.035 | 1 | 7085
2023-10-23 05:00 |  | 821.1725 | 1 | 7086
2023-10-23 06:00 |  | 997.93 | 1 | 7087
2023-10-23 07:00 |  | 943.78 | 1 | 7088
2023-10-23 08:00 |  | 964.59 | 1 | 7089
2023-10-23 09:00 |  | 1135.135 | 1 | 7090
2023-10-23 10:00 |  | 1216.04 | 1 | 7091
2023-10-23 11:00 |  | 1176.7475 | 1 | 7092
2023-10-23 12:00 |  | 1185.2125 | 1 | 7093
2023-10-23 13:00 |  | 1152.9425 | 1 | 7094
2023-10-23 14:00 |  | 1159.7225 | 1 | 7095
2023-10-23 15:00 |  | 1177.865 | 1 | 7096
2023-10-23 16:00 |  | 1226.0875 | 1 | 7097
2023-10-23 17:00 |  | 1270.4775 | 1 | 7098
2023-10-23 18:00 |  | 1274.2875 | 1 | 7099
2023-10-23 19:00 |  | 1223.44 | 1 | 7100
2023-10-23 20:00 |  | 1099.86 | 1 | 7101
2023-10-23 21:00 |  | 1024.9725 | 1 | 7102
2023-10-23 22:00 |  | 974.555 | 1 | 7103
2023-10-23 23:00 |  | 947.555 | 1 | 7104
2023-10-24 |  | 865.8775 | 1 | 7105
2023-10-24 01:00 |  | 850.0375 | 1 | 7106
2023-10-24 02:00 |  | 825.925 | 1 | 7107
2023-10-24 03:00 |  | 788.385 | 1 | 7108
2023-10-24 04:00 |  | 777.1 | 1 | 7109
2023-10-24 05:00 |  | 811.325 | 1 | 7110
2023-10-24 06:00 |  | 1012.1275 | 1 | 7111
2023-10-24 07:00 |  | 789.96 | 1 | 7112
2023-10-24 08:00 |  | 794.7825 | 1 | 7113
2023-10-24 09:00 |  | 882.405 | 1 | 7114
2023-10-24 10:00 |  | 909.35 | 1 | 7115
2023-10-24 11:00 |  | 922.5175 | 1 | 7116
2023-10-24 12:00 |  | 911.6025 | 1 | 7117
2023-10-24 13:00 |  | 888.1 | 1 | 7118
2023-10-24 14:00 |  | 896.21 | 1 | 7119
2023-10-24 15:00 |  | 863.7625 | 1 | 7120
2023-10-24 16:00 |  | 865.15 | 1 | 7121
2023-10-24 17:00 |  | 925.9425 | 1 | 7122
2023-10-24 18:00 |  | 930.895 | 1 | 7123
2023-10-24 19:00 |  | 942.5 | 1 | 7124
2023-10-24 20:00 |  | 894.71 | 1 | 7125
2023-10-24 21:00 |  | 783.195 | 1 | 7126
2023-10-24 22:00 |  | 793.9225 | 1 | 7127
2023-10-24 23:00 |  | 799.91 | 1 | 7128
2023-10-25 |  | 800.21 | 1 | 7129
2023-10-25 01:00 |  | 719.74 | 1 | 7130
2023-10-25 02:00 |  | 693.1675 | 1 | 7131
2023-10-25 03:00 |  | 663.9025 | 1 | 7132
2023-10-25 04:00 |  | 676.4525 | 1 | 7133
2023-10-25 05:00 |  | 748.56 | 1 | 7134
2023-10-25 06:00 |  | 1031.1 | 1 | 7135
2023-10-25 07:00 |  | 1004.7175 | 1 | 7136
2023-10-25 08:00 |  | 1072.825 | 1 | 7137
2023-10-25 09:00 |  | 1295.3525 | 1 | 7138
2023-10-25 10:00 |  | 1330.7 | 1 | 7139
2023-10-25 11:00 |  | 1330.0575 | 1 | 7140
2023-10-25 12:00 |  | 1303.225 | 1 | 7141
2023-10-25 13:00 |  | 1357.5575 | 1 | 7142
2023-10-25 14:00 |  | 1317.85 | 1 | 7143
2023-10-25 15:00 |  | 1363.9175 | 1 | 7144
2023-10-25 16:00 |  | 1446.775 | 1 | 7145
2023-10-25 17:00 |  | 1446.5475 | 1 | 7146
2023-10-25 18:00 |  | 1502.41 | 1 | 7147
2023-10-25 19:00 |  | 1396.3 | 1 | 7148
2023-10-25 20:00 |  | 1223.05 | 1 | 7149
2023-10-25 21:00 |  | 1145.4 | 1 | 7150
2023-10-25 22:00 |  | 1125.885 | 1 | 7151
2023-10-25 23:00 |  | 1059.1625 | 1 | 7152
2023-10-26 |  | 992.9475 | 1 | 7153
2023-10-26 01:00 |  | 926.0425 | 1 | 7154
2023-10-26 02:00 |  | 911.54 | 1 | 7155
2023-10-26 03:00 |  | 880.235 | 1 | 7156
2023-10-26 04:00 |  | 878.3 | 1 | 7157
2023-10-26 05:00 |  | 967.6425 | 1 | 7158
2023-10-26 06:00 |  | 1316.725 | 1 | 7159
2023-10-26 07:00 |  | 1165.78 | 1 | 7160
2023-10-26 08:00 |  | 1157.7225 | 1 | 7161
2023-10-26 09:00 |  | 1309.2 | 1 | 7162
2023-10-26 10:00 |  | 1379.5975 | 1 | 7163
2023-10-26 11:00 |  | 1316.0975 | 1 | 7164
2023-10-26 12:00 |  | 1357.2275 | 1 | 7165
2023-10-26 13:00 |  | 1307.2 | 1 | 7166
2023-10-26 14:00 |  | 1319.0775 | 1 | 7167
2023-10-26 15:00 |  | 1367.69 | 1 | 7168
2023-10-26 16:00 |  | 1456.98 | 1 | 7169
2023-10-26 17:00 |  | 1422.34 | 1 | 7170
2023-10-26 18:00 |  | 1537.185 | 1 | 7171
2023-10-26 19:00 |  | 1440.1675 | 1 | 7172
2023-10-26 20:00 |  | 1168.965 | 1 | 7173
2023-10-26 21:00 |  | 1153.215 | 1 | 7174
2023-10-26 22:00 |  | 1137.74 | 1 | 7175
2023-10-26 23:00 |  | 1063.49 | 1 | 7176
2023-10-27 |  | 970.795 | 1 | 7177
2023-10-27 01:00 |  | 931.2425 | 1 | 7178
2023-10-27 02:00 |  | 909.165 | 1 | 7179
2023-10-27 03:00 |  | 880.6325 | 1 | 7180
2023-10-27 04:00 |  | 882.9275 | 1 | 7181
2023-10-27 05:00 |  | 974.2075 | 1 | 7182
2023-10-27 06:00 |  | 1356.0375 | 1 | 7183
2023-10-27 07:00 |  | 1142.495 | 1 | 7184
2023-10-27 08:00 |  | 1167.525 | 1 | 7185
2023-10-27 09:00 |  | 1251.4225 | 1 | 7186
2023-10-27 10:00 |  | 1340.46 | 1 | 7187
2023-10-27 11:00 |  | 1302.8275 | 1 | 7188
2023-10-27 12:00 |  | 1329.9475 | 1 | 7189
2023-10-27 13:00 |  | 1310.6 | 1 | 7190
2023-10-27 14:00 |  | 1328.0075 | 1 | 7191
2023-10-27 15:00 |  | 1379.405 | 1 | 7192
2023-10-27 16:00 |  | 1416.18 | 1 | 7193
2023-10-27 17:00 |  | 1412.9425 | 1 | 7194
2023-10-27 18:00 |  | 1487.035 | 1 | 7195
2023-10-27 19:00 |  | 1382.9325 | 1 | 7196
2023-10-27 20:00 |  | 1227.6375 | 1 | 7197
2023-10-27 21:00 |  | 1106.4825 | 1 | 7198
2023-10-27 22:00 |  | 1064.0775 | 1 | 7199
2023-10-27 23:00 |  | 1058.9275 | 1 | 7200
2023-10-28 |  | 989.9725 | 1 | 7201
2023-10-28 01:00 |  | 935.2275 | 1 | 7202
2023-10-28 02:00 |  | 912.52 | 1 | 7203
2023-10-28 03:00 |  | 885.5275 | 1 | 7204
2023-10-28 04:00 |  | 888.52 | 1 | 7205
2023-10-28 05:00 |  | 941.43 | 1 | 7206
2023-10-28 06:00 |  | 1233.3725 | 1 | 7207
2023-10-28 07:00 |  | 1140.48 | 1 | 7208
2023-10-28 08:00 |  | 1103.02 | 1 | 7209
2023-10-28 09:00 |  | 1259.71 | 1 | 7210
2023-10-28 10:00 |  | 1322.225 | 1 | 7211
2023-10-28 11:00 |  | 1217.675 | 1 | 7212
2023-10-28 12:00 |  | 1254.71 | 1 | 7213
2023-10-28 13:00 |  | 1255.3175 | 1 | 7214
2023-10-28 14:00 |  | 1321.3625 | 1 | 7215
2023-10-28 15:00 |  | 1319.1725 | 1 | 7216
2023-10-28 16:00 |  | 1316.0525 | 1 | 7217
2023-10-28 17:00 |  | 1339.7625 | 1 | 7218
2023-10-28 18:00 |  | 1424.75 | 1 | 7219
2023-10-28 19:00 |  | 1296.155 | 1 | 7220
2023-10-28 20:00 |  | 1176.6125 | 1 | 7221
2023-10-28 21:00 |  | 1065.1325 | 1 | 7222
2023-10-28 22:00 |  | 1043.51 | 1 | 7223
2023-10-28 23:00 |  | 1039.6125 | 1 | 7224
2023-10-29 |  | 948.84 | 1 | 7225
2023-10-29 01:00 |  | 912.1875 | 1 | 7226
2023-10-29 02:00 |  | 868.695 | 1 | 7227
2023-10-29 03:00 |  | 860.3975 | 1 | 7228
2023-10-29 04:00 |  | 866.775 | 1 | 7229
2023-10-29 05:00 |  | 925.7775 | 1 | 7230
2023-10-29 06:00 |  | 1132.79 | 1 | 7231
2023-10-29 07:00 |  | 914.325 | 1 | 7232
2023-10-29 08:00 |  | 954.315 | 1 | 7233
2023-10-29 09:00 |  | 992.1625 | 1 | 7234
2023-10-29 10:00 |  | 1032.265 | 1 | 7235
2023-10-29 11:00 |  | 1044.4925 | 1 | 7236
2023-10-29 12:00 |  | 1055.7225 | 1 | 7237
2023-10-29 13:00 |  | 1053.5975 | 1 | 7238
2023-10-29 14:00 |  | 1077.11 | 1 | 7239
2023-10-29 15:00 |  | 1023.1475 | 1 | 7240
2023-10-29 16:00 |  | 1090.5875 | 1 | 7241
2023-10-29 17:00 |  | 1124.4975 | 1 | 7242
2023-10-29 18:00 |  | 1171.98 | 1 | 7243
2023-10-29 19:00 |  | 1024.19 | 1 | 7244
2023-10-29 20:00 |  | 1006.9025 | 1 | 7245
2023-10-29 21:00 |  | 974.375 | 1 | 7246
2023-10-29 22:00 |  | 1024.0925 | 1 | 7247
2023-10-29 23:00 |  | 934.0875 | 1 | 7248
2023-10-30 |  | 888.4025 | 1 | 7249
2023-10-30 01:00 |  | 804.5375 | 1 | 7250
2023-10-30 02:00 |  | 784.3575 | 1 | 7251
2023-10-30 03:00 |  | 789.275 | 1 | 7252
2023-10-30 04:00 |  | 766.965 | 1 | 7253
2023-10-30 05:00 |  | 853.4925 | 1 | 7254
2023-10-30 06:00 |  | 1148.925 | 1 | 7255
2023-10-30 07:00 |  | 1148.9 | 1 | 7256
2023-10-30 08:00 |  | 1110.7175 | 1 | 7257
2023-10-30 09:00 |  | 1257.6925 | 1 | 7258
2023-10-30 10:00 |  | 1317.6225 | 1 | 7259
2023-10-30 11:00 |  | 1329.35 | 1 | 7260
2023-10-30 12:00 |  | 1363.525 | 1 | 7261
2023-10-30 13:00 |  | 1357.6475 | 1 | 7262
2023-10-30 14:00 |  | 1421.6125 | 1 | 7263
2023-10-30 15:00 |  | 1527.0925 | 1 | 7264
2023-10-30 16:00 |  | 1480.42 | 1 | 7265
2023-10-30 17:00 |  | 1453.12 | 1 | 7266
2023-10-30 18:00 |  | 1537.535 | 1 | 7267
2023-10-30 19:00 |  | 1375.8225 | 1 | 7268
2023-10-30 20:00 |  | 1251.67 | 1 | 7269
2023-10-30 21:00 |  | 1080.025 | 1 | 7270
2023-10-30 22:00 |  | 1169.145 | 1 | 7271
2023-10-30 23:00 |  | 1038.86 | 1 | 7272
2023-10-31 |  | 993.545 | 1 | 7273
2023-10-31 01:00 |  | 931.6225 | 1 | 7274
2023-10-31 02:00 |  | 917.72 | 1 | 7275
2023-10-31 03:00 |  | 907.7725 | 1 | 7276
2023-10-31 04:00 |  | 893.395 | 1 | 7277
2023-10-31 05:00 |  | 999.6175 | 1 | 7278
2023-10-31 06:00 |  | 1267.6375 | 1 | 7279
2023-10-31 07:00 |  | 1185.155 | 1 | 7280
2023-10-31 08:00 |  | 1215.87 | 1 | 7281
2023-10-31 09:00 |  | 1330.8725 | 1 | 7282
2023-10-31 10:00 |  | 1391.7175 | 1 | 7283
2023-10-31 11:00 |  | 1373.06 | 1 | 7284
2023-10-31 12:00 |  | 1396.295 | 1 | 7285
2023-10-31 13:00 |  | 1374.835 | 1 | 7286
2023-10-31 14:00 |  | 1439.8925 | 1 | 7287
2023-10-31 15:00 |  | 1460.5025 | 1 | 7288
2023-10-31 16:00 |  | 1432.85 | 1 | 7289
2023-10-31 17:00 |  | 1426.3 | 1 | 7290
2023-10-31 18:00 |  | 1481.74 | 1 | 7291
2023-10-31 19:00 |  | 1383.855 | 1 | 7292
2023-10-31 20:00 |  | 1166.65 | 1 | 7293
2023-10-31 21:00 |  | 1183.745 | 1 | 7294
2023-10-31 22:00 |  | 1184.0575 | 1 | 7295
2023-10-31 23:00 |  | 1071.905 | 1 | 7296
2023-11-01 |  |  | 1 | 7297
2023-11-01 01:00 |  |  | 1 | 7298
2023-11-01 02:00 |  |  | 1 | 7299
2023-11-01 03:00 |  |  | 1 | 7300
2023-11-01 04:00 |  |  | 1 | 7301
2023-11-01 05:00 |  |  | 1 | 7302
2023-11-01 06:00 |  |  | 1 | 7303
2023-11-01 07:00 |  |  | 1 | 7304
2023-11-01 08:00 |  |  | 1 | 7305
2023-11-01 09:00 |  |  | 1 | 7306
2023-11-01 10:00 |  |  | 1 | 7307
2023-11-01 11:00 |  |  | 1 | 7308
2023-11-01 12:00 |  |  | 1 | 7309
2023-11-01 13:00 |  |  | 1 | 7310
2023-11-01 14:00 |  |  | 1 | 7311
2023-11-01 15:00 |  |  | 1 | 7312
2023-11-01 16:00 |  |  | 1 | 7313
2023-11-01 17:00 |  |  | 1 | 7314
2023-11-01 18:00 |  |  | 1 | 7315
2023-11-01 19:00 |  |  | 1 | 7316
2023-11-01 20:00 |  |  | 1 | 7317
2023-11-01 21:00 |  |  | 1 | 7318
2023-11-01 22:00 |  |  | 1 | 7319
2023-11-01 23:00 |  |  | 1 | 7320
2023-11-02 |  |  | 1 | 7321
2023-11-02 01:00 |  |  | 1 | 7322
2023-11-02 02:00 |  |  | 1 | 7323
2023-11-02 03:00 |  |  | 1 | 7324
2023-11-02 04:00 |  |  | 1 | 7325
2023-11-02 05:00 |  |  | 1 | 7326
2023-11-02 06:00 |  |  | 1 | 7327
2023-11-02 07:00 |  |  | 1 | 7328
2023-11-02 08:00 |  |  | 1 | 7329
2023-11-02 09:00 |  |  | 1 | 7330
2023-11-02 10:00 |  |  | 1 | 7331
2023-11-02 11:00 |  |  | 1 | 7332
2023-11-02 12:00 |  |  | 1 | 7333
2023-11-02 13:00 |  |  | 1 | 7334
2023-11-02 14:00 |  |  | 1 | 7335
2023-11-02 15:00 |  |  | 1 | 7336
2023-11-02 16:00 |  |  | 1 | 7337
2023-11-02 17:00 |  |  | 1 | 7338
2023-11-02 18:00 |  |  | 1 | 7339
2023-11-02 19:00 |  |  | 1 | 7340
2023-11-02 20:00 |  |  | 1 | 7341
2023-11-02 21:00 |  |  | 1 | 7342
2023-11-02 22:00 |  |  | 1 | 7343
2023-11-02 23:00 |  |  | 1 | 7344
2023-11-03 |  |  | 1 | 7345
2023-11-03 01:00 |  |  | 1 | 7346
2023-11-03 02:00 |  |  | 1 | 7347
2023-11-03 03:00 |  |  | 1 | 7348
2023-11-03 04:00 |  |  | 1 | 7349
2023-11-03 05:00 |  |  | 1 | 7350
2023-11-03 06:00 |  |  | 1 | 7351
2023-11-03 07:00 |  |  | 1 | 7352
2023-11-03 08:00 |  |  | 1 | 7353
2023-11-03 09:00 |  |  | 1 | 7354
2023-11-03 10:00 |  |  | 1 | 7355
2023-11-03 11:00 |  |  | 1 | 7356
2023-11-03 12:00 |  |  | 1 | 7357
2023-11-03 13:00 |  |  | 1 | 7358
2023-11-03 14:00 |  |  | 1 | 7359
2023-11-03 15:00 |  |  | 1 | 7360
2023-11-03 16:00 |  |  | 1 | 7361
2023-11-03 17:00 |  |  | 1 | 7362
2023-11-03 18:00 |  |  | 1 | 7363
2023-11-03 19:00 |  |  | 1 | 7364
2023-11-03 20:00 |  |  | 1 | 7365
2023-11-03 21:00 |  |  | 1 | 7366
2023-11-03 22:00 |  |  | 1 | 7367
2023-11-03 23:00 |  |  | 1 | 7368
2023-11-04 |  |  | 1 | 7369
2023-11-04 01:00 |  |  | 1 | 7370
2023-11-04 02:00 |  |  | 1 | 7371
2023-11-04 03:00 |  |  | 1 | 7372
2023-11-04 04:00 |  |  | 1 | 7373
2023-11-04 05:00 |  |  | 1 | 7374
2023-11-04 06:00 |  |  | 1 | 7375
2023-11-04 07:00 |  |  | 1 | 7376
2023-11-04 08:00 |  |  | 1 | 7377
2023-11-04 09:00 |  |  | 1 | 7378
2023-11-04 10:00 |  |  | 1 | 7379
2023-11-04 11:00 |  |  | 1 | 7380
2023-11-04 12:00 |  |  | 1 | 7381
2023-11-04 13:00 |  |  | 1 | 7382
2023-11-04 14:00 |  |  | 1 | 7383
2023-11-04 15:00 |  |  | 1 | 7384
2023-11-04 16:00 |  |  | 1 | 7385
2023-11-04 17:00 |  |  | 1 | 7386
2023-11-04 18:00 |  |  | 1 | 7387
2023-11-04 19:00 |  |  | 1 | 7388
2023-11-04 20:00 |  |  | 1 | 7389
2023-11-04 21:00 |  |  | 1 | 7390
2023-11-04 22:00 |  |  | 1 | 7391
2023-11-04 23:00 |  |  | 1 | 7392
2023-11-05 |  |  | 1 | 7393
2023-11-05 01:00 |  |  | 1 | 7394
2023-11-05 02:00 |  |  | 1 | 7395
2023-11-05 03:00 |  |  | 1 | 7396
2023-11-05 04:00 |  |  | 1 | 7397
2023-11-05 05:00 |  |  | 1 | 7398
2023-11-05 06:00 |  |  | 1 | 7399
2023-11-05 07:00 |  |  | 1 | 7400
2023-11-05 08:00 |  |  | 1 | 7401
2023-11-05 09:00 |  |  | 1 | 7402
2023-11-05 10:00 |  |  | 1 | 7403
2023-11-05 11:00 |  |  | 1 | 7404
2023-11-05 12:00 |  |  | 1 | 7405
2023-11-05 13:00 |  |  | 1 | 7406
2023-11-05 14:00 |  |  | 1 | 7407
2023-11-05 15:00 |  |  | 1 | 7408
2023-11-05 16:00 |  |  | 1 | 7409
2023-11-05 17:00 |  |  | 1 | 7410
2023-11-05 18:00 |  |  | 1 | 7411
2023-11-05 19:00 |  |  | 1 | 7412
2023-11-05 20:00 |  |  | 1 | 7413
2023-11-05 21:00 |  |  | 1 | 7414
2023-11-05 22:00 |  |  | 1 | 7415
2023-11-05 23:00 |  |  | 1 | 7416
2023-11-06 |  |  | 1 | 7417
2023-11-06 01:00 |  |  | 1 | 7418
2023-11-06 02:00 |  |  | 1 | 7419
2023-11-06 03:00 |  |  | 1 | 7420
2023-11-06 04:00 |  |  | 1 | 7421
2023-11-06 05:00 |  |  | 1 | 7422
2023-11-06 06:00 |  |  | 1 | 7423
2023-11-06 07:00 |  |  | 1 | 7424
2023-11-06 08:00 |  |  | 1 | 7425
2023-11-06 09:00 |  |  | 1 | 7426
2023-11-06 10:00 |  |  | 1 | 7427
2023-11-06 11:00 |  |  | 1 | 7428
2023-11-06 12:00 |  |  | 1 | 7429
2023-11-06 13:00 |  |  | 1 | 7430
2023-11-06 14:00 |  |  | 1 | 7431
2023-11-06 15:00 |  |  | 1 | 7432
2023-11-06 16:00 |  |  | 1 | 7433
2023-11-06 17:00 |  |  | 1 | 7434
2023-11-06 18:00 |  |  | 1 | 7435
2023-11-06 19:00 |  |  | 1 | 7436
2023-11-06 20:00 |  |  | 1 | 7437
2023-11-06 21:00 |  |  | 1 | 7438
2023-11-06 22:00 |  |  | 1 | 7439
2023-11-06 23:00 |  |  | 1 | 7440
2023-11-07 |  |  | 1 | 7441
2023-11-07 01:00 |  |  | 1 | 7442
2023-11-07 02:00 |  |  | 1 | 7443
2023-11-07 03:00 |  |  | 1 | 7444
2023-11-07 04:00 |  |  | 1 | 7445
2023-11-07 05:00 |  |  | 1 | 7446
2023-11-07 06:00 |  |  | 1 | 7447
2023-11-07 07:00 |  |  | 1 | 7448
2023-11-07 08:00 |  |  | 1 | 7449
2023-11-07 09:00 |  |  | 1 | 7450
2023-11-07 10:00 |  |  | 1 | 7451
2023-11-07 11:00 |  |  | 1 | 7452
2023-11-07 12:00 |  |  | 1 | 7453
2023-11-07 13:00 |  |  | 1 | 7454
2023-11-07 14:00 |  |  | 1 | 7455
2023-11-07 15:00 |  |  | 1 | 7456
2023-11-07 16:00 |  |  | 1 | 7457
2023-11-07 17:00 |  |  | 1 | 7458
2023-11-07 18:00 |  |  | 1 | 7459
2023-11-07 19:00 |  |  | 1 | 7460
2023-11-07 20:00 |  |  | 1 | 7461
2023-11-07 21:00 |  |  | 1 | 7462
2023-11-07 22:00 |  |  | 1 | 7463
2023-11-07 23:00 |  |  | 1 | 7464
2023-11-08 |  |  | 1 | 7465
2023-11-08 01:00 |  |  | 1 | 7466
2023-11-08 02:00 |  |  | 1 | 7467
2023-11-08 03:00 |  |  | 1 | 7468
2023-11-08 04:00 |  |  | 1 | 7469
2023-11-08 05:00 |  |  | 1 | 7470
2023-11-08 06:00 |  |  | 1 | 7471
2023-11-08 07:00 |  |  | 1 | 7472
2023-11-08 08:00 |  |  | 1 | 7473
2023-11-08 09:00 |  |  | 1 | 7474
2023-11-08 10:00 |  |  | 1 | 7475
2023-11-08 11:00 |  |  | 1 | 7476
2023-11-08 12:00 |  |  | 1 | 7477
2023-11-08 13:00 |  |  | 1 | 7478
2023-11-08 14:00 |  |  | 1 | 7479
2023-11-08 15:00 |  |  | 1 | 7480
2023-11-08 16:00 |  |  | 1 | 7481
2023-11-08 17:00 |  |  | 1 | 7482
2023-11-08 18:00 |  |  | 1 | 7483
2023-11-08 19:00 |  |  | 1 | 7484
2023-11-08 20:00 |  |  | 1 | 7485
2023-11-08 21:00 |  |  | 1 | 7486
2023-11-08 22:00 |  |  | 1 | 7487
2023-11-08 23:00 |  |  | 1 | 7488
2023-11-09 |  |  | 1 | 7489
2023-11-09 01:00 |  |  | 1 | 7490
2023-11-09 02:00 |  |  | 1 | 7491
2023-11-09 03:00 |  |  | 1 | 7492
2023-11-09 04:00 |  |  | 1 | 7493
2023-11-09 05:00 |  |  | 1 | 7494
2023-11-09 06:00 |  |  | 1 | 7495
2023-11-09 07:00 |  |  | 1 | 7496
2023-11-09 08:00 |  |  | 1 | 7497
2023-11-09 09:00 |  |  | 1 | 7498
2023-11-09 10:00 |  |  | 1 | 7499
2023-11-09 11:00 |  |  | 1 | 7500
2023-11-09 12:00 |  |  | 1 | 7501
2023-11-09 13:00 |  |  | 1 | 7502
2023-11-09 14:00 |  |  | 1 | 7503
2023-11-09 15:00 |  |  | 1 | 7504
2023-11-09 16:00 |  |  | 1 | 7505
2023-11-09 17:00 |  |  | 1 | 7506
2023-11-09 18:00 |  |  | 1 | 7507
2023-11-09 19:00 |  |  | 1 | 7508
2023-11-09 20:00 |  |  | 1 | 7509
2023-11-09 21:00 |  |  | 1 | 7510
2023-11-09 22:00 |  |  | 1 | 7511
2023-11-09 23:00 |  |  | 1 | 7512
2023-11-10 |  |  | 1 | 7513
2023-11-10 01:00 |  |  | 1 | 7514
2023-11-10 02:00 |  |  | 1 | 7515
2023-11-10 03:00 |  |  | 1 | 7516
2023-11-10 04:00 |  |  | 1 | 7517
2023-11-10 05:00 |  |  | 1 | 7518
2023-11-10 06:00 |  |  | 1 | 7519
2023-11-10 07:00 |  |  | 1 | 7520
2023-11-10 08:00 |  |  | 1 | 7521
2023-11-10 09:00 |  |  | 1 | 7522
2023-11-10 10:00 |  |  | 1 | 7523
2023-11-10 11:00 |  |  | 1 | 7524
2023-11-10 12:00 |  |  | 1 | 7525
2023-11-10 13:00 |  |  | 1 | 7526
2023-11-10 14:00 |  |  | 1 | 7527
2023-11-10 15:00 |  |  | 1 | 7528
2023-11-10 16:00 |  |  | 1 | 7529
2023-11-10 17:00 |  |  | 1 | 7530
2023-11-10 18:00 |  |  | 1 | 7531
2023-11-10 19:00 |  |  | 1 | 7532
2023-11-10 20:00 |  |  | 1 | 7533
2023-11-10 21:00 |  |  | 1 | 7534
2023-11-10 22:00 |  |  | 1 | 7535
2023-11-10 23:00 |  |  | 1 | 7536
2023-11-11 |  |  | 1 | 7537
2023-11-11 01:00 |  |  | 1 | 7538
2023-11-11 02:00 |  |  | 1 | 7539
2023-11-11 03:00 |  |  | 1 | 7540
2023-11-11 04:00 |  |  | 1 | 7541
2023-11-11 05:00 |  |  | 1 | 7542
2023-11-11 06:00 |  |  | 1 | 7543
2023-11-11 07:00 |  |  | 1 | 7544
2023-11-11 08:00 |  |  | 1 | 7545
2023-11-11 09:00 |  |  | 1 | 7546
2023-11-11 10:00 |  |  | 1 | 7547
2023-11-11 11:00 |  |  | 1 | 7548
2023-11-11 12:00 |  |  | 1 | 7549
2023-11-11 13:00 |  |  | 1 | 7550
2023-11-11 14:00 |  |  | 1 | 7551
2023-11-11 15:00 |  |  | 1 | 7552
2023-11-11 16:00 |  |  | 1 | 7553
2023-11-11 17:00 |  |  | 1 | 7554
2023-11-11 18:00 |  |  | 1 | 7555
2023-11-11 19:00 |  |  | 1 | 7556
2023-11-11 20:00 |  |  | 1 | 7557
2023-11-11 21:00 |  |  | 1 | 7558
2023-11-11 22:00 |  |  | 1 | 7559
2023-11-11 23:00 |  |  | 1 | 7560
2023-11-12 |  |  | 1 | 7561
2023-11-12 01:00 |  |  | 1 | 7562
2023-11-12 02:00 |  |  | 1 | 7563
2023-11-12 03:00 |  |  | 1 | 7564
2023-11-12 04:00 |  |  | 1 | 7565
2023-11-12 05:00 |  |  | 1 | 7566
2023-11-12 06:00 |  |  | 1 | 7567
2023-11-12 07:00 |  |  | 1 | 7568
2023-11-12 08:00 |  |  | 1 | 7569
2023-11-12 09:00 |  |  | 1 | 7570
2023-11-12 10:00 |  |  | 1 | 7571
2023-11-12 11:00 |  |  | 1 | 7572
2023-11-12 12:00 |  |  | 1 | 7573
2023-11-12 13:00 |  |  | 1 | 7574
2023-11-12 14:00 |  |  | 1 | 7575
2023-11-12 15:00 |  |  | 1 | 7576
2023-11-12 16:00 |  |  | 1 | 7577
2023-11-12 17:00 |  |  | 1 | 7578
2023-11-12 18:00 |  |  | 1 | 7579
2023-11-12 19:00 |  |  | 1 | 7580
2023-11-12 20:00 |  |  | 1 | 7581
2023-11-12 21:00 |  |  | 1 | 7582
2023-11-12 22:00 |  |  | 1 | 7583
2023-11-12 23:00 |  |  | 1 | 7584
2023-11-13 |  |  | 1 | 7585
2023-11-13 01:00 |  |  | 1 | 7586
2023-11-13 02:00 |  |  | 1 | 7587
2023-11-13 03:00 |  |  | 1 | 7588
2023-11-13 04:00 |  |  | 1 | 7589
2023-11-13 05:00 |  |  | 1 | 7590
2023-11-13 06:00 |  |  | 1 | 7591
2023-11-13 07:00 |  |  | 1 | 7592
2023-11-13 08:00 |  |  | 1 | 7593
2023-11-13 09:00 |  |  | 1 | 7594
2023-11-13 10:00 |  |  | 1 | 7595
2023-11-13 11:00 |  |  | 1 | 7596
2023-11-13 12:00 |  |  | 1 | 7597
2023-11-13 13:00 |  |  | 1 | 7598
2023-11-13 14:00 |  |  | 1 | 7599
2023-11-13 15:00 |  |  | 1 | 7600
2023-11-13 16:00 |  |  | 1 | 7601
2023-11-13 17:00 |  |  | 1 | 7602
2023-11-13 18:00 |  |  | 1 | 7603
2023-11-13 19:00 |  |  | 1 | 7604
2023-11-13 20:00 |  |  | 1 | 7605
2023-11-13 21:00 |  |  | 1 | 7606
2023-11-13 22:00 |  |  | 1 | 7607
2023-11-13 23:00 |  |  | 1 | 7608
2023-11-14 |  |  | 1 | 7609
2023-11-14 01:00 |  |  | 1 | 7610
2023-11-14 02:00 |  |  | 1 | 7611
2023-11-14 03:00 |  |  | 1 | 7612
2023-11-14 04:00 |  |  | 1 | 7613
2023-11-14 05:00 |  |  | 1 | 7614
2023-11-14 06:00 |  |  | 1 | 7615
2023-11-14 07:00 |  |  | 1 | 7616
2023-11-14 08:00 |  |  | 1 | 7617
2023-11-14 09:00 |  |  | 1 | 7618
2023-11-14 10:00 |  |  | 1 | 7619
2023-11-14 11:00 |  |  | 1 | 7620
2023-11-14 12:00 |  |  | 1 | 7621
2023-11-14 13:00 |  |  | 1 | 7622
2023-11-14 14:00 |  |  | 1 | 7623
2023-11-14 15:00 |  |  | 1 | 7624
2023-11-14 16:00 |  |  | 1 | 7625
2023-11-14 17:00 |  |  | 1 | 7626
2023-11-14 18:00 |  |  | 1 | 7627
2023-11-14 19:00 |  |  | 1 | 7628
2023-11-14 20:00 |  |  | 1 | 7629
2023-11-14 21:00 |  |  | 1 | 7630
2023-11-14 22:00 |  |  | 1 | 7631
2023-11-14 23:00 |  |  | 1 | 7632
2023-11-15 |  |  | 1 | 7633
2023-11-15 01:00 |  |  | 1 | 7634
2023-11-15 02:00 |  |  | 1 | 7635
2023-11-15 03:00 |  |  | 1 | 7636
2023-11-15 04:00 |  |  | 1 | 7637
2023-11-15 05:00 |  |  | 1 | 7638
2023-11-15 06:00 |  |  | 1 | 7639
2023-11-15 07:00 |  |  | 1 | 7640
2023-11-15 08:00 |  |  | 1 | 7641
2023-11-15 09:00 |  |  | 1 | 7642
2023-11-15 10:00 |  |  | 1 | 7643
2023-11-15 11:00 |  |  | 1 | 7644
2023-11-15 12:00 |  |  | 1 | 7645
2023-11-15 13:00 |  |  | 1 | 7646
2023-11-15 14:00 |  |  | 1 | 7647
2023-11-15 15:00 |  |  | 1 | 7648
2023-11-15 16:00 |  |  | 1 | 7649
2023-11-15 17:00 |  |  | 1 | 7650
2023-11-15 18:00 |  |  | 1 | 7651
2023-11-15 19:00 |  |  | 1 | 7652
2023-11-15 20:00 |  |  | 1 | 7653
2023-11-15 21:00 |  |  | 1 | 7654
2023-11-15 22:00 |  |  | 1 | 7655
2023-11-15 23:00 |  |  | 1 | 7656
2023-11-16 |  |  | 1 | 7657
2023-11-16 01:00 |  |  | 1 | 7658
2023-11-16 02:00 |  |  | 1 | 7659
2023-11-16 03:00 |  |  | 1 | 7660
2023-11-16 04:00 |  |  | 1 | 7661
2023-11-16 05:00 |  |  | 1 | 7662
2023-11-16 06:00 |  |  | 1 | 7663
2023-11-16 07:00 |  |  | 1 | 7664
2023-11-16 08:00 |  |  | 1 | 7665
2023-11-16 09:00 |  |  | 1 | 7666
2023-11-16 10:00 |  |  | 1 | 7667
2023-11-16 11:00 |  |  | 1 | 7668
2023-11-16 12:00 |  |  | 1 | 7669
2023-11-16 13:00 |  |  | 1 | 7670
2023-11-16 14:00 |  |  | 1 | 7671
2023-11-16 15:00 |  |  | 1 | 7672
2023-11-16 16:00 |  |  | 1 | 7673
2023-11-16 17:00 |  |  | 1 | 7674
2023-11-16 18:00 |  |  | 1 | 7675
2023-11-16 19:00 |  |  | 1 | 7676
2023-11-16 20:00 |  |  | 1 | 7677
2023-11-16 21:00 |  |  | 1 | 7678
2023-11-16 22:00 |  |  | 1 | 7679
2023-11-16 23:00 |  |  | 1 | 7680
2023-11-17 |  |  | 1 | 7681
2023-11-17 01:00 |  |  | 1 | 7682
2023-11-17 02:00 |  |  | 1 | 7683
2023-11-17 03:00 |  |  | 1 | 7684
2023-11-17 04:00 |  |  | 1 | 7685
2023-11-17 05:00 |  |  | 1 | 7686
2023-11-17 06:00 |  |  | 1 | 7687
2023-11-17 07:00 |  |  | 1 | 7688
2023-11-17 08:00 |  |  | 1 | 7689
2023-11-17 09:00 |  |  | 1 | 7690
2023-11-17 10:00 |  |  | 1 | 7691
2023-11-17 11:00 |  |  | 1 | 7692
2023-11-17 12:00 |  |  | 1 | 7693
2023-11-17 13:00 |  |  | 1 | 7694
2023-11-17 14:00 |  |  | 1 | 7695
2023-11-17 15:00 |  |  | 1 | 7696
2023-11-17 16:00 |  |  | 1 | 7697
2023-11-17 17:00 |  |  | 1 | 7698
2023-11-17 18:00 |  |  | 1 | 7699
2023-11-17 19:00 |  |  | 1 | 7700
2023-11-17 20:00 |  |  | 1 | 7701
2023-11-17 21:00 |  |  | 1 | 7702
2023-11-17 22:00 |  |  | 1 | 7703
2023-11-17 23:00 |  |  | 1 | 7704
2023-11-18 |  |  | 1 | 7705
2023-11-18 01:00 |  |  | 1 | 7706
2023-11-18 02:00 |  |  | 1 | 7707
2023-11-18 03:00 |  |  | 1 | 7708
2023-11-18 04:00 |  |  | 1 | 7709
2023-11-18 05:00 |  |  | 1 | 7710
2023-11-18 06:00 |  |  | 1 | 7711
2023-11-18 07:00 |  |  | 1 | 7712
2023-11-18 08:00 |  |  | 1 | 7713
2023-11-18 09:00 |  |  | 1 | 7714
2023-11-18 10:00 |  |  | 1 | 7715
2023-11-18 11:00 |  |  | 1 | 7716
2023-11-18 12:00 |  |  | 1 | 7717
2023-11-18 13:00 |  |  | 1 | 7718
2023-11-18 14:00 |  |  | 1 | 7719
2023-11-18 15:00 |  |  | 1 | 7720
2023-11-18 16:00 |  |  | 1 | 7721
2023-11-18 17:00 |  |  | 1 | 7722
2023-11-18 18:00 |  |  | 1 | 7723
2023-11-18 19:00 |  |  | 1 | 7724
2023-11-18 20:00 |  |  | 1 | 7725
2023-11-18 21:00 |  |  | 1 | 7726
2023-11-18 22:00 |  |  | 1 | 7727
2023-11-18 23:00 |  |  | 1 | 7728
2023-11-19 |  |  | 1 | 7729
2023-11-19 01:00 |  |  | 1 | 7730
2023-11-19 02:00 |  |  | 1 | 7731
2023-11-19 03:00 |  |  | 1 | 7732
2023-11-19 04:00 |  |  | 1 | 7733
2023-11-19 05:00 |  |  | 1 | 7734
2023-11-19 06:00 |  |  | 1 | 7735
2023-11-19 07:00 |  |  | 1 | 7736
2023-11-19 08:00 |  |  | 1 | 7737
2023-11-19 09:00 |  |  | 1 | 7738
2023-11-19 10:00 |  |  | 1 | 7739
2023-11-19 11:00 |  |  | 1 | 7740
2023-11-19 12:00 |  |  | 1 | 7741
2023-11-19 13:00 |  |  | 1 | 7742
2023-11-19 14:00 |  |  | 1 | 7743
2023-11-19 15:00 |  |  | 1 | 7744
2023-11-19 16:00 |  |  | 1 | 7745
2023-11-19 17:00 |  |  | 1 | 7746
2023-11-19 18:00 |  |  | 1 | 7747
2023-11-19 19:00 |  |  | 1 | 7748
2023-11-19 20:00 |  |  | 1 | 7749
2023-11-19 21:00 |  |  | 1 | 7750
2023-11-19 22:00 |  |  | 1 | 7751
2023-11-19 23:00 |  |  | 1 | 7752
2023-11-20 |  |  | 1 | 7753
2023-11-20 01:00 |  |  | 1 | 7754
2023-11-20 02:00 |  |  | 1 | 7755
2023-11-20 03:00 |  |  | 1 | 7756
2023-11-20 04:00 |  |  | 1 | 7757
2023-11-20 05:00 |  |  | 1 | 7758
2023-11-20 06:00 |  |  | 1 | 7759
2023-11-20 07:00 |  |  | 1 | 7760
2023-11-20 08:00 |  |  | 1 | 7761
2023-11-20 09:00 |  |  | 1 | 7762
2023-11-20 10:00 |  |  | 1 | 7763
2023-11-20 11:00 |  |  | 1 | 7764
2023-11-20 12:00 |  |  | 1 | 7765
2023-11-20 13:00 |  |  | 1 | 7766
2023-11-20 14:00 |  |  | 1 | 7767
2023-11-20 15:00 |  |  | 1 | 7768
2023-11-20 16:00 |  |  | 1 | 7769
2023-11-20 17:00 |  |  | 1 | 7770
2023-11-20 18:00 |  |  | 1 | 7771
2023-11-20 19:00 |  |  | 1 | 7772
2023-11-20 20:00 |  |  | 1 | 7773
2023-11-20 21:00 |  |  | 1 | 7774
2023-11-20 22:00 |  |  | 1 | 7775
2023-11-20 23:00 |  |  | 1 | 7776
2023-11-21 |  |  | 1 | 7777
2023-11-21 01:00 |  |  | 1 | 7778
2023-11-21 02:00 |  |  | 1 | 7779
2023-11-21 03:00 |  |  | 1 | 7780
2023-11-21 04:00 |  |  | 1 | 7781
2023-11-21 05:00 |  |  | 1 | 7782
2023-11-21 06:00 |  |  | 1 | 7783
2023-11-21 07:00 |  |  | 1 | 7784
2023-11-21 08:00 |  |  | 1 | 7785
2023-11-21 09:00 |  |  | 1 | 7786
2023-11-21 10:00 |  |  | 1 | 7787
2023-11-21 11:00 |  |  | 1 | 7788
2023-11-21 12:00 |  |  | 1 | 7789
2023-11-21 13:00 |  |  | 1 | 7790
2023-11-21 14:00 |  |  | 1 | 7791
2023-11-21 15:00 |  |  | 1 | 7792
2023-11-21 16:00 |  |  | 1 | 7793
2023-11-21 17:00 |  |  | 1 | 7794
2023-11-21 18:00 |  |  | 1 | 7795
2023-11-21 19:00 |  |  | 1 | 7796
2023-11-21 20:00 |  |  | 1 | 7797
2023-11-21 21:00 |  |  | 1 | 7798
2023-11-21 22:00 |  |  | 1 | 7799
2023-11-21 23:00 |  |  | 1 | 7800
2023-11-22 |  |  | 1 | 7801
2023-11-22 01:00 |  |  | 1 | 7802
2023-11-22 02:00 |  |  | 1 | 7803
2023-11-22 03:00 |  |  | 1 | 7804
2023-11-22 04:00 |  |  | 1 | 7805
2023-11-22 05:00 |  |  | 1 | 7806
2023-11-22 06:00 |  |  | 1 | 7807
2023-11-22 07:00 |  |  | 1 | 7808
2023-11-22 08:00 |  |  | 1 | 7809
2023-11-22 09:00 |  |  | 1 | 7810
2023-11-22 10:00 |  |  | 1 | 7811
2023-11-22 11:00 |  |  | 1 | 7812
2023-11-22 12:00 |  |  | 1 | 7813
2023-11-22 13:00 |  |  | 1 | 7814
2023-11-22 14:00 |  |  | 1 | 7815
2023-11-22 15:00 |  |  | 1 | 7816
2023-11-22 16:00 |  |  | 1 | 7817
2023-11-22 17:00 |  |  | 1 | 7818
2023-11-22 18:00 |  |  | 1 | 7819
2023-11-22 19:00 |  |  | 1 | 7820
2023-11-22 20:00 |  |  | 1 | 7821
2023-11-22 21:00 |  |  | 1 | 7822
2023-11-22 22:00 |  |  | 1 | 7823
2023-11-22 23:00 |  |  | 1 | 7824
2023-11-23 |  |  | 1 | 7825
2023-11-23 01:00 |  |  | 1 | 7826
2023-11-23 02:00 |  |  | 1 | 7827
2023-11-23 03:00 |  |  | 1 | 7828
2023-11-23 04:00 |  |  | 1 | 7829
2023-11-23 05:00 |  |  | 1 | 7830
2023-11-23 06:00 |  |  | 1 | 7831
2023-11-23 07:00 |  |  | 1 | 7832
2023-11-23 08:00 |  |  | 1 | 7833
2023-11-23 09:00 |  |  | 1 | 7834
2023-11-23 10:00 |  |  | 1 | 7835
2023-11-23 11:00 |  |  | 1 | 7836
2023-11-23 12:00 |  |  | 1 | 7837
2023-11-23 13:00 |  |  | 1 | 7838
2023-11-23 14:00 |  |  | 1 | 7839
2023-11-23 15:00 |  |  | 1 | 7840
2023-11-23 16:00 |  |  | 1 | 7841
2023-11-23 17:00 |  |  | 1 | 7842
2023-11-23 18:00 |  |  | 1 | 7843
2023-11-23 19:00 |  |  | 1 | 7844
2023-11-23 20:00 |  |  | 1 | 7845
2023-11-23 21:00 |  |  | 1 | 7846
2023-11-23 22:00 |  |  | 1 | 7847
2023-11-23 23:00 |  |  | 1 | 7848
2023-11-24 |  |  | 1 | 7849
2023-11-24 01:00 |  |  | 1 | 7850
2023-11-24 02:00 |  |  | 1 | 7851
2023-11-24 03:00 |  |  | 1 | 7852
2023-11-24 04:00 |  |  | 1 | 7853
2023-11-24 05:00 |  |  | 1 | 7854
2023-11-24 06:00 |  |  | 1 | 7855
2023-11-24 07:00 |  |  | 1 | 7856
2023-11-24 08:00 |  |  | 1 | 7857
2023-11-24 09:00 |  |  | 1 | 7858
2023-11-24 10:00 |  |  | 1 | 7859
2023-11-24 11:00 |  |  | 1 | 7860
2023-11-24 12:00 |  |  | 1 | 7861
2023-11-24 13:00 |  |  | 1 | 7862
2023-11-24 14:00 |  |  | 1 | 7863
2023-11-24 15:00 |  |  | 1 | 7864
2023-11-24 16:00 |  |  | 1 | 7865
2023-11-24 17:00 |  |  | 1 | 7866
2023-11-24 18:00 |  |  | 1 | 7867
2023-11-24 19:00 |  |  | 1 | 7868
2023-11-24 20:00 |  |  | 1 | 7869
2023-11-24 21:00 |  |  | 1 | 7870
2023-11-24 22:00 |  |  | 1 | 7871
2023-11-24 23:00 |  |  | 1 | 7872
2023-11-25 |  |  | 1 | 7873
2023-11-25 01:00 |  |  | 1 | 7874
2023-11-25 02:00 |  |  | 1 | 7875
2023-11-25 03:00 |  |  | 1 | 7876
2023-11-25 04:00 |  |  | 1 | 7877
2023-11-25 05:00 |  |  | 1 | 7878
2023-11-25 06:00 |  |  | 1 | 7879
2023-11-25 07:00 |  |  | 1 | 7880
2023-11-25 08:00 |  |  | 1 | 7881
2023-11-25 09:00 |  |  | 1 | 7882
2023-11-25 10:00 |  |  | 1 | 7883
2023-11-25 11:00 |  |  | 1 | 7884
2023-11-25 12:00 |  |  | 1 | 7885
2023-11-25 13:00 |  |  | 1 | 7886
2023-11-25 14:00 |  |  | 1 | 7887
2023-11-25 15:00 |  |  | 1 | 7888
2023-11-25 16:00 |  |  | 1 | 7889
2023-11-25 17:00 |  |  | 1 | 7890
2023-11-25 18:00 |  |  | 1 | 7891
2023-11-25 19:00 |  |  | 1 | 7892
2023-11-25 20:00 |  |  | 1 | 7893
2023-11-25 21:00 |  |  | 1 | 7894
2023-11-25 22:00 |  |  | 1 | 7895
2023-11-25 23:00 |  |  | 1 | 7896
2023-11-26 |  |  | 1 | 7897
2023-11-26 01:00 |  |  | 1 | 7898
2023-11-26 02:00 |  |  | 1 | 7899
2023-11-26 03:00 |  |  | 1 | 7900
2023-11-26 04:00 |  |  | 1 | 7901
2023-11-26 05:00 |  |  | 1 | 7902
2023-11-26 06:00 |  |  | 1 | 7903
2023-11-26 07:00 |  |  | 1 | 7904
2023-11-26 08:00 |  |  | 1 | 7905
2023-11-26 09:00 |  |  | 1 | 7906
2023-11-26 10:00 |  |  | 1 | 7907
2023-11-26 11:00 |  |  | 1 | 7908
2023-11-26 12:00 |  |  | 1 | 7909
2023-11-26 13:00 |  |  | 1 | 7910
2023-11-26 14:00 |  |  | 1 | 7911
2023-11-26 15:00 |  |  | 1 | 7912
2023-11-26 16:00 |  |  | 1 | 7913
2023-11-26 17:00 |  |  | 1 | 7914
2023-11-26 18:00 |  |  | 1 | 7915
2023-11-26 19:00 |  |  | 1 | 7916
2023-11-26 20:00 |  |  | 1 | 7917
2023-11-26 21:00 |  |  | 1 | 7918
2023-11-26 22:00 |  |  | 1 | 7919
2023-11-26 23:00 |  |  | 1 | 7920
2023-11-27 |  |  | 1 | 7921
2023-11-27 01:00 |  |  | 1 | 7922
2023-11-27 02:00 |  |  | 1 | 7923
2023-11-27 03:00 |  |  | 1 | 7924
2023-11-27 04:00 |  |  | 1 | 7925
2023-11-27 05:00 |  |  | 1 | 7926
2023-11-27 06:00 |  |  | 1 | 7927
2023-11-27 07:00 |  |  | 1 | 7928
2023-11-27 08:00 |  |  | 1 | 7929
2023-11-27 09:00 |  |  | 1 | 7930
2023-11-27 10:00 |  |  | 1 | 7931
2023-11-27 11:00 |  |  | 1 | 7932
2023-11-27 12:00 |  |  | 1 | 7933
2023-11-27 13:00 |  |  | 1 | 7934
2023-11-27 14:00 |  |  | 1 | 7935
2023-11-27 15:00 |  |  | 1 | 7936
2023-11-27 16:00 |  |  | 1 | 7937
2023-11-27 17:00 |  |  | 1 | 7938
2023-11-27 18:00 |  |  | 1 | 7939
2023-11-27 19:00 |  |  | 1 | 7940
2023-11-27 20:00 |  |  | 1 | 7941
2023-11-27 21:00 |  |  | 1 | 7942
2023-11-27 22:00 |  |  | 1 | 7943
2023-11-27 23:00 |  |  | 1 | 7944
2023-11-28 |  |  | 1 | 7945
2023-11-28 01:00 |  |  | 1 | 7946
2023-11-28 02:00 |  |  | 1 | 7947
2023-11-28 03:00 |  |  | 1 | 7948
2023-11-28 04:00 |  |  | 1 | 7949
2023-11-28 05:00 |  |  | 1 | 7950
2023-11-28 06:00 |  |  | 1 | 7951
2023-11-28 07:00 |  |  | 1 | 7952
2023-11-28 08:00 |  |  | 1 | 7953
2023-11-28 09:00 |  |  | 1 | 7954
2023-11-28 10:00 |  |  | 1 | 7955
2023-11-28 11:00 |  |  | 1 | 7956
2023-11-28 12:00 |  |  | 1 | 7957
2023-11-28 13:00 |  |  | 1 | 7958
2023-11-28 14:00 |  |  | 1 | 7959
2023-11-28 15:00 |  |  | 1 | 7960
2023-11-28 16:00 |  |  | 1 | 7961
2023-11-28 17:00 |  |  | 1 | 7962
2023-11-28 18:00 |  |  | 1 | 7963
2023-11-28 19:00 |  |  | 1 | 7964
2023-11-28 20:00 |  |  | 1 | 7965
2023-11-28 21:00 |  |  | 1 | 7966
2023-11-28 22:00 |  |  | 1 | 7967
2023-11-28 23:00 |  |  | 1 | 7968
2023-11-29 |  |  | 1 | 7969
2023-11-29 01:00 |  |  | 1 | 7970
2023-11-29 02:00 |  |  | 1 | 7971
2023-11-29 03:00 |  |  | 1 | 7972
2023-11-29 04:00 |  |  | 1 | 7973
2023-11-29 05:00 |  |  | 1 | 7974
2023-11-29 06:00 |  |  | 1 | 7975
2023-11-29 07:00 |  |  | 1 | 7976
2023-11-29 08:00 |  |  | 1 | 7977
2023-11-29 09:00 |  |  | 1 | 7978
2023-11-29 10:00 |  |  | 1 | 7979
2023-11-29 11:00 |  |  | 1 | 7980
2023-11-29 12:00 |  |  | 1 | 7981
2023-11-29 13:00 |  |  | 1 | 7982
2023-11-29 14:00 |  |  | 1 | 7983
2023-11-29 15:00 |  |  | 1 | 7984
2023-11-29 16:00 |  |  | 1 | 7985
2023-11-29 17:00 |  |  | 1 | 7986
2023-11-29 18:00 |  |  | 1 | 7987
2023-11-29 19:00 |  |  | 1 | 7988
2023-11-29 20:00 |  |  | 1 | 7989
2023-11-29 21:00 |  |  | 1 | 7990
2023-11-29 22:00 |  |  | 1 | 7991
2023-11-29 23:00 |  |  | 1 | 7992
2023-11-30 |  |  | 1 | 7993
2023-11-30 01:00 |  |  | 1 | 7994
2023-11-30 02:00 |  |  | 1 | 7995
2023-11-30 03:00 |  |  | 1 | 7996
2023-11-30 04:00 |  |  | 1 | 7997
2023-11-30 05:00 |  |  | 1 | 7998
2023-11-30 06:00 |  |  | 1 | 7999
2023-11-30 07:00 |  |  | 1 | 8000
2023-11-30 08:00 |  |  | 1 | 8001
2023-11-30 09:00 |  |  | 1 | 8002
2023-11-30 10:00 |  |  | 1 | 8003
2023-11-30 11:00 |  |  | 1 | 8004
2023-11-30 12:00 |  |  | 1 | 8005
2023-11-30 13:00 |  |  | 1 | 8006
2023-11-30 14:00 |  |  | 1 | 8007
2023-11-30 15:00 |  |  | 1 | 8008
2023-11-30 16:00 |  |  | 1 | 8009
2023-11-30 17:00 |  |  | 1 | 8010
2023-11-30 18:00 |  |  | 1 | 8011
2023-11-30 19:00 |  |  | 1 | 8012
2023-11-30 20:00 |  |  | 1 | 8013
2023-11-30 21:00 |  |  | 1 | 8014
2023-11-30 22:00 |  |  | 1 | 8015
2023-11-30 23:00 |  |  | 1 | 8016
2023-12-01 |  |  | 1 | 8017
2023-12-01 01:00 |  |  | 1 | 8018
2023-12-01 02:00 |  |  | 1 | 8019
2023-12-01 03:00 |  |  | 1 | 8020
2023-12-01 04:00 |  |  | 1 | 8021
2023-12-01 05:00 |  |  | 1 | 8022
2023-12-01 06:00 |  |  | 1 | 8023
2023-12-01 07:00 |  |  | 1 | 8024
2023-12-01 08:00 |  |  | 1 | 8025
2023-12-01 09:00 |  |  | 1 | 8026
2023-12-01 10:00 |  |  | 1 | 8027
2023-12-01 11:00 |  |  | 1 | 8028
2023-12-01 12:00 |  |  | 1 | 8029
2023-12-01 13:00 |  |  | 1 | 8030
2023-12-01 14:00 |  |  | 1 | 8031
2023-12-01 15:00 |  |  | 1 | 8032
2023-12-01 16:00 |  |  | 1 | 8033
2023-12-01 17:00 |  |  | 1 | 8034
2023-12-01 18:00 |  |  | 1 | 8035
2023-12-01 19:00 |  |  | 1 | 8036
2023-12-01 20:00 |  |  | 1 | 8037
2023-12-01 21:00 |  |  | 1 | 8038
2023-12-01 22:00 |  |  | 1 | 8039
2023-12-01 23:00 |  |  | 1 | 8040
2023-12-02 |  |  | 1 | 8041
2023-12-02 01:00 |  |  | 1 | 8042
2023-12-02 02:00 |  |  | 1 | 8043
2023-12-02 03:00 |  |  | 1 | 8044
2023-12-02 04:00 |  |  | 1 | 8045
2023-12-02 05:00 |  |  | 1 | 8046
2023-12-02 06:00 |  |  | 1 | 8047
2023-12-02 07:00 |  |  | 1 | 8048
2023-12-02 08:00 |  |  | 1 | 8049
2023-12-02 09:00 |  |  | 1 | 8050
2023-12-02 10:00 |  |  | 1 | 8051
2023-12-02 11:00 |  |  | 1 | 8052
2023-12-02 12:00 |  |  | 1 | 8053
2023-12-02 13:00 |  |  | 1 | 8054
2023-12-02 14:00 |  |  | 1 | 8055
2023-12-02 15:00 |  |  | 1 | 8056
2023-12-02 16:00 |  |  | 1 | 8057
2023-12-02 17:00 |  |  | 1 | 8058
2023-12-02 18:00 |  |  | 1 | 8059
2023-12-02 19:00 |  |  | 1 | 8060
2023-12-02 20:00 |  |  | 1 | 8061
2023-12-02 21:00 |  |  | 1 | 8062
2023-12-02 22:00 |  |  | 1 | 8063
2023-12-02 23:00 |  |  | 1 | 8064
2023-12-03 |  |  | 1 | 8065
2023-12-03 01:00 |  |  | 1 | 8066
2023-12-03 02:00 |  |  | 1 | 8067
2023-12-03 03:00 |  |  | 1 | 8068
2023-12-03 04:00 |  |  | 1 | 8069
2023-12-03 05:00 |  |  | 1 | 8070
2023-12-03 06:00 |  |  | 1 | 8071
2023-12-03 07:00 |  |  | 1 | 8072
2023-12-03 08:00 |  |  | 1 | 8073
2023-12-03 09:00 |  |  | 1 | 8074
2023-12-03 10:00 |  |  | 1 | 8075
2023-12-03 11:00 |  |  | 1 | 8076
2023-12-03 12:00 |  |  | 1 | 8077
2023-12-03 13:00 |  |  | 1 | 8078
2023-12-03 14:00 |  |  | 1 | 8079
2023-12-03 15:00 |  |  | 1 | 8080
2023-12-03 16:00 |  |  | 1 | 8081
2023-12-03 17:00 |  |  | 1 | 8082
2023-12-03 18:00 |  |  | 1 | 8083
2023-12-03 19:00 |  |  | 1 | 8084
2023-12-03 20:00 |  |  | 1 | 8085
2023-12-03 21:00 |  |  | 1 | 8086
2023-12-03 22:00 |  |  | 1 | 8087
2023-12-03 23:00 |  |  | 1 | 8088
2023-12-04 |  |  | 1 | 8089
2023-12-04 01:00 |  |  | 1 | 8090
2023-12-04 02:00 |  |  | 1 | 8091
2023-12-04 03:00 |  |  | 1 | 8092
2023-12-04 04:00 |  |  | 1 | 8093
2023-12-04 05:00 |  |  | 1 | 8094
2023-12-04 06:00 |  |  | 1 | 8095
2023-12-04 07:00 |  |  | 1 | 8096
2023-12-04 08:00 |  |  | 1 | 8097
2023-12-04 09:00 |  |  | 1 | 8098
2023-12-04 10:00 |  |  | 1 | 8099
2023-12-04 11:00 |  |  | 1 | 8100
2023-12-04 12:00 |  |  | 1 | 8101
2023-12-04 13:00 |  |  | 1 | 8102
2023-12-04 14:00 |  |  | 1 | 8103
2023-12-04 15:00 |  |  | 1 | 8104
2023-12-04 16:00 |  |  | 1 | 8105
2023-12-04 17:00 |  |  | 1 | 8106
2023-12-04 18:00 |  |  | 1 | 8107
2023-12-04 19:00 |  |  | 1 | 8108
2023-12-04 20:00 |  |  | 1 | 8109
2023-12-04 21:00 |  |  | 1 | 8110
2023-12-04 22:00 |  |  | 1 | 8111
2023-12-04 23:00 |  |  | 1 | 8112
2023-12-05 |  |  | 1 | 8113
2023-12-05 01:00 |  |  | 1 | 8114
2023-12-05 02:00 |  |  | 1 | 8115
2023-12-05 03:00 |  |  | 1 | 8116
2023-12-05 04:00 |  |  | 1 | 8117
2023-12-05 05:00 |  |  | 1 | 8118
2023-12-05 06:00 |  |  | 1 | 8119
2023-12-05 07:00 |  |  | 1 | 8120
2023-12-05 08:00 |  |  | 1 | 8121
2023-12-05 09:00 |  |  | 1 | 8122
2023-12-05 10:00 |  |  | 1 | 8123
2023-12-05 11:00 |  |  | 1 | 8124
2023-12-05 12:00 |  |  | 1 | 8125
2023-12-05 13:00 |  |  | 1 | 8126
2023-12-05 14:00 |  |  | 1 | 8127
2023-12-05 15:00 |  |  | 1 | 8128
2023-12-05 16:00 |  |  | 1 | 8129
2023-12-05 17:00 |  |  | 1 | 8130
2023-12-05 18:00 |  |  | 1 | 8131
2023-12-05 19:00 |  |  | 1 | 8132
2023-12-05 20:00 |  |  | 1 | 8133
2023-12-05 21:00 |  |  | 1 | 8134
2023-12-05 22:00 |  |  | 1 | 8135
2023-12-05 23:00 |  |  | 1 | 8136
2023-12-06 |  |  | 1 | 8137
2023-12-06 01:00 |  |  | 1 | 8138
2023-12-06 02:00 |  |  | 1 | 8139
2023-12-06 03:00 |  |  | 1 | 8140
2023-12-06 04:00 |  |  | 1 | 8141
2023-12-06 05:00 |  |  | 1 | 8142
2023-12-06 06:00 |  |  | 1 | 8143
2023-12-06 07:00 |  |  | 1 | 8144
2023-12-06 08:00 |  |  | 1 | 8145
2023-12-06 09:00 |  |  | 1 | 8146
2023-12-06 10:00 |  |  | 1 | 8147
2023-12-06 11:00 |  |  | 1 | 8148
2023-12-06 12:00 |  |  | 1 | 8149
2023-12-06 13:00 |  |  | 1 | 8150
2023-12-06 14:00 |  |  | 1 | 8151
2023-12-06 15:00 |  |  | 1 | 8152
2023-12-06 16:00 |  |  | 1 | 8153
2023-12-06 17:00 |  |  | 1 | 8154
2023-12-06 18:00 |  |  | 1 | 8155
2023-12-06 19:00 |  |  | 1 | 8156
2023-12-06 20:00 |  |  | 1 | 8157
2023-12-06 21:00 |  |  | 1 | 8158
2023-12-06 22:00 |  |  | 1 | 8159
2023-12-06 23:00 |  |  | 1 | 8160
2023-12-07 |  |  | 1 | 8161
2023-12-07 01:00 |  |  | 1 | 8162
2023-12-07 02:00 |  |  | 1 | 8163
2023-12-07 03:00 |  |  | 1 | 8164
2023-12-07 04:00 |  |  | 1 | 8165
2023-12-07 05:00 |  |  | 1 | 8166
2023-12-07 06:00 |  |  | 1 | 8167
2023-12-07 07:00 |  |  | 1 | 8168
2023-12-07 08:00 |  |  | 1 | 8169
2023-12-07 09:00 |  |  | 1 | 8170
2023-12-07 10:00 |  |  | 1 | 8171
2023-12-07 11:00 |  |  | 1 | 8172
2023-12-07 12:00 |  |  | 1 | 8173
2023-12-07 13:00 |  |  | 1 | 8174
2023-12-07 14:00 |  |  | 1 | 8175
2023-12-07 15:00 |  |  | 1 | 8176
2023-12-07 16:00 |  |  | 1 | 8177
2023-12-07 17:00 |  |  | 1 | 8178
2023-12-07 18:00 |  |  | 1 | 8179
2023-12-07 19:00 |  |  | 1 | 8180
2023-12-07 20:00 |  |  | 1 | 8181
2023-12-07 21:00 |  |  | 1 | 8182
2023-12-07 22:00 |  |  | 1 | 8183
2023-12-07 23:00 |  |  | 1 | 8184
2023-12-08 |  |  | 1 | 8185
2023-12-08 01:00 |  |  | 1 | 8186
2023-12-08 02:00 |  |  | 1 | 8187
2023-12-08 03:00 |  |  | 1 | 8188
2023-12-08 04:00 |  |  | 1 | 8189
2023-12-08 05:00 |  |  | 1 | 8190
2023-12-08 06:00 |  |  | 1 | 8191
2023-12-08 07:00 |  |  | 1 | 8192
2023-12-08 08:00 |  |  | 1 | 8193
2023-12-08 09:00 |  |  | 1 | 8194
2023-12-08 10:00 |  |  | 1 | 8195
2023-12-08 11:00 |  |  | 1 | 8196
2023-12-08 12:00 |  |  | 1 | 8197
2023-12-08 13:00 |  |  | 1 | 8198
2023-12-08 14:00 |  |  | 1 | 8199
2023-12-08 15:00 |  |  | 1 | 8200
2023-12-08 16:00 |  |  | 1 | 8201
2023-12-08 17:00 |  |  | 1 | 8202
2023-12-08 18:00 |  |  | 1 | 8203
2023-12-08 19:00 |  |  | 1 | 8204
2023-12-08 20:00 |  |  | 1 | 8205
2023-12-08 21:00 |  |  | 1 | 8206
2023-12-08 22:00 |  |  | 1 | 8207
2023-12-08 23:00 |  |  | 1 | 8208
2023-12-09 |  |  | 1 | 8209
2023-12-09 01:00 |  |  | 1 | 8210
2023-12-09 02:00 |  |  | 1 | 8211
2023-12-09 03:00 |  |  | 1 | 8212
2023-12-09 04:00 |  |  | 1 | 8213
2023-12-09 05:00 |  |  | 1 | 8214
2023-12-09 06:00 |  |  | 1 | 8215
2023-12-09 07:00 |  |  | 1 | 8216
2023-12-09 08:00 |  |  | 1 | 8217
2023-12-09 09:00 |  |  | 1 | 8218
2023-12-09 10:00 |  |  | 1 | 8219
2023-12-09 11:00 |  |  | 1 | 8220
2023-12-09 12:00 |  |  | 1 | 8221
2023-12-09 13:00 |  |  | 1 | 8222
2023-12-09 14:00 |  |  | 1 | 8223
2023-12-09 15:00 |  |  | 1 | 8224
2023-12-09 16:00 |  |  | 1 | 8225
2023-12-09 17:00 |  |  | 1 | 8226
2023-12-09 18:00 |  |  | 1 | 8227
2023-12-09 19:00 |  |  | 1 | 8228
2023-12-09 20:00 |  |  | 1 | 8229
2023-12-09 21:00 |  |  | 1 | 8230
2023-12-09 22:00 |  |  | 1 | 8231
2023-12-09 23:00 |  |  | 1 | 8232
2023-12-10 |  |  | 1 | 8233
2023-12-10 01:00 |  |  | 1 | 8234
2023-12-10 02:00 |  |  | 1 | 8235
2023-12-10 03:00 |  |  | 1 | 8236
2023-12-10 04:00 |  |  | 1 | 8237
2023-12-10 05:00 |  |  | 1 | 8238
2023-12-10 06:00 |  |  | 1 | 8239
2023-12-10 07:00 |  |  | 1 | 8240
2023-12-10 08:00 |  |  | 1 | 8241
2023-12-10 09:00 |  |  | 1 | 8242
2023-12-10 10:00 |  |  | 1 | 8243
2023-12-10 11:00 |  |  | 1 | 8244
2023-12-10 12:00 |  |  | 1 | 8245
2023-12-10 13:00 |  |  | 1 | 8246
2023-12-10 14:00 |  |  | 1 | 8247
2023-12-10 15:00 |  |  | 1 | 8248
2023-12-10 16:00 |  |  | 1 | 8249
2023-12-10 17:00 |  |  | 1 | 8250
2023-12-10 18:00 |  |  | 1 | 8251
2023-12-10 19:00 |  |  | 1 | 8252
2023-12-10 20:00 |  |  | 1 | 8253
2023-12-10 21:00 |  |  | 1 | 8254
2023-12-10 22:00 |  |  | 1 | 8255
2023-12-10 23:00 |  |  | 1 | 8256
2023-12-11 |  |  | 1 | 8257
2023-12-11 01:00 |  |  | 1 | 8258
2023-12-11 02:00 |  |  | 1 | 8259
2023-12-11 03:00 |  |  | 1 | 8260
2023-12-11 04:00 |  |  | 1 | 8261
2023-12-11 05:00 |  |  | 1 | 8262
2023-12-11 06:00 |  |  | 1 | 8263
2023-12-11 07:00 |  |  | 1 | 8264
2023-12-11 08:00 |  |  | 1 | 8265
2023-12-11 09:00 |  |  | 1 | 8266
2023-12-11 10:00 |  |  | 1 | 8267
2023-12-11 11:00 |  |  | 1 | 8268
2023-12-11 12:00 |  |  | 1 | 8269
2023-12-11 13:00 |  |  | 1 | 8270
2023-12-11 14:00 |  |  | 1 | 8271
2023-12-11 15:00 |  |  | 1 | 8272
2023-12-11 16:00 |  |  | 1 | 8273
2023-12-11 17:00 |  |  | 1 | 8274
2023-12-11 18:00 |  |  | 1 | 8275
2023-12-11 19:00 |  |  | 1 | 8276
2023-12-11 20:00 |  |  | 1 | 8277
2023-12-11 21:00 |  |  | 1 | 8278
2023-12-11 22:00 |  |  | 1 | 8279
2023-12-11 23:00 |  |  | 1 | 8280
2023-12-12 |  |  | 1 | 8281
2023-12-12 01:00 |  |  | 1 | 8282
2023-12-12 02:00 |  |  | 1 | 8283
2023-12-12 03:00 |  |  | 1 | 8284
2023-12-12 04:00 |  |  | 1 | 8285
2023-12-12 05:00 |  |  | 1 | 8286
2023-12-12 06:00 |  |  | 1 | 8287
2023-12-12 07:00 |  |  | 1 | 8288
2023-12-12 08:00 |  |  | 1 | 8289
2023-12-12 09:00 |  |  | 1 | 8290
2023-12-12 10:00 |  |  | 1 | 8291
2023-12-12 11:00 |  |  | 1 | 8292
2023-12-12 12:00 |  |  | 1 | 8293
2023-12-12 13:00 |  |  | 1 | 8294
2023-12-12 14:00 |  |  | 1 | 8295
2023-12-12 15:00 |  |  | 1 | 8296
2023-12-12 16:00 |  |  | 1 | 8297
2023-12-12 17:00 |  |  | 1 | 8298
2023-12-12 18:00 |  |  | 1 | 8299
2023-12-12 19:00 |  |  | 1 | 8300
2023-12-12 20:00 |  |  | 1 | 8301
2023-12-12 21:00 |  |  | 1 | 8302
2023-12-12 22:00 |  |  | 1 | 8303
2023-12-12 23:00 |  |  | 1 | 8304
2023-12-13 |  |  | 1 | 8305
2023-12-13 01:00 |  |  | 1 | 8306
2023-12-13 02:00 |  |  | 1 | 8307
2023-12-13 03:00 |  |  | 1 | 8308
2023-12-13 04:00 |  |  | 1 | 8309
2023-12-13 05:00 |  |  | 1 | 8310
2023-12-13 06:00 |  |  | 1 | 8311
2023-12-13 07:00 |  |  | 1 | 8312
2023-12-13 08:00 |  |  | 1 | 8313
2023-12-13 09:00 |  |  | 1 | 8314
2023-12-13 10:00 |  |  | 1 | 8315
2023-12-13 11:00 |  |  | 1 | 8316
2023-12-13 12:00 |  |  | 1 | 8317
2023-12-13 13:00 |  |  | 1 | 8318
2023-12-13 14:00 |  |  | 1 | 8319
2023-12-13 15:00 |  |  | 1 | 8320
2023-12-13 16:00 |  |  | 1 | 8321
2023-12-13 17:00 |  |  | 1 | 8322
2023-12-13 18:00 |  |  | 1 | 8323
2023-12-13 19:00 |  |  | 1 | 8324
2023-12-13 20:00 |  |  | 1 | 8325
2023-12-13 21:00 |  |  | 1 | 8326
2023-12-13 22:00 |  |  | 1 | 8327
2023-12-13 23:00 |  |  | 1 | 8328
2023-12-14 |  |  | 1 | 8329
2023-12-14 01:00 |  |  | 1 | 8330
2023-12-14 02:00 |  |  | 1 | 8331
2023-12-14 03:00 |  |  | 1 | 8332
2023-12-14 04:00 |  |  | 1 | 8333
2023-12-14 05:00 |  |  | 1 | 8334
2023-12-14 06:00 |  |  | 1 | 8335
2023-12-14 07:00 |  |  | 1 | 8336
2023-12-14 08:00 |  |  | 1 | 8337
2023-12-14 09:00 |  |  | 1 | 8338
2023-12-14 10:00 |  |  | 1 | 8339
2023-12-14 11:00 |  |  | 1 | 8340
2023-12-14 12:00 |  |  | 1 | 8341
2023-12-14 13:00 |  |  | 1 | 8342
2023-12-14 14:00 |  |  | 1 | 8343
2023-12-14 15:00 |  |  | 1 | 8344
2023-12-14 16:00 |  |  | 1 | 8345
2023-12-14 17:00 |  |  | 1 | 8346
2023-12-14 18:00 |  |  | 1 | 8347
2023-12-14 19:00 |  |  | 1 | 8348
2023-12-14 20:00 |  |  | 1 | 8349
2023-12-14 21:00 |  |  | 1 | 8350
2023-12-14 22:00 |  |  | 1 | 8351
2023-12-14 23:00 |  |  | 1 | 8352
2023-12-15 |  |  | 1 | 8353
2023-12-15 01:00 |  |  | 1 | 8354
2023-12-15 02:00 |  |  | 1 | 8355
2023-12-15 03:00 |  |  | 1 | 8356
2023-12-15 04:00 |  |  | 1 | 8357
2023-12-15 05:00 |  |  | 1 | 8358
2023-12-15 06:00 |  |  | 1 | 8359
2023-12-15 07:00 |  |  | 1 | 8360
2023-12-15 08:00 |  |  | 1 | 8361
2023-12-15 09:00 |  |  | 1 | 8362
2023-12-15 10:00 |  |  | 1 | 8363
2023-12-15 11:00 |  |  | 1 | 8364
2023-12-15 12:00 |  |  | 1 | 8365
2023-12-15 13:00 |  |  | 1 | 8366
2023-12-15 14:00 |  |  | 1 | 8367
2023-12-15 15:00 |  |  | 1 | 8368
2023-12-15 16:00 |  |  | 1 | 8369
2023-12-15 17:00 |  |  | 1 | 8370
2023-12-15 18:00 |  |  | 1 | 8371
2023-12-15 19:00 |  |  | 1 | 8372
2023-12-15 20:00 |  |  | 1 | 8373
2023-12-15 21:00 |  |  | 1 | 8374
2023-12-15 22:00 |  |  | 1 | 8375
2023-12-15 23:00 |  |  | 1 | 8376
2023-12-16 |  |  | 1 | 8377
2023-12-16 01:00 |  |  | 1 | 8378
2023-12-16 02:00 |  |  | 1 | 8379
2023-12-16 03:00 |  |  | 1 | 8380
2023-12-16 04:00 |  |  | 1 | 8381
2023-12-16 05:00 |  |  | 1 | 8382
2023-12-16 06:00 |  |  | 1 | 8383
2023-12-16 07:00 |  |  | 1 | 8384
2023-12-16 08:00 |  |  | 1 | 8385
2023-12-16 09:00 |  |  | 1 | 8386
2023-12-16 10:00 |  |  | 1 | 8387
2023-12-16 11:00 |  |  | 1 | 8388
2023-12-16 12:00 |  |  | 1 | 8389
2023-12-16 13:00 |  |  | 1 | 8390
2023-12-16 14:00 |  |  | 1 | 8391
2023-12-16 15:00 |  |  | 1 | 8392
2023-12-16 16:00 |  |  | 1 | 8393
2023-12-16 17:00 |  |  | 1 | 8394
2023-12-16 18:00 |  |  | 1 | 8395
2023-12-16 19:00 |  |  | 1 | 8396
2023-12-16 20:00 |  |  | 1 | 8397
2023-12-16 21:00 |  |  | 1 | 8398
2023-12-16 22:00 |  |  | 1 | 8399
2023-12-16 23:00 |  |  | 1 | 8400
2023-12-17 |  |  | 1 | 8401
2023-12-17 01:00 |  |  | 1 | 8402
2023-12-17 02:00 |  |  | 1 | 8403
2023-12-17 03:00 |  |  | 1 | 8404
2023-12-17 04:00 |  |  | 1 | 8405
2023-12-17 05:00 |  |  | 1 | 8406
2023-12-17 06:00 |  |  | 1 | 8407
2023-12-17 07:00 |  |  | 1 | 8408
2023-12-17 08:00 |  |  | 1 | 8409
2023-12-17 09:00 |  |  | 1 | 8410
2023-12-17 10:00 |  |  | 1 | 8411
2023-12-17 11:00 |  |  | 1 | 8412
2023-12-17 12:00 |  |  | 1 | 8413
2023-12-17 13:00 |  |  | 1 | 8414
2023-12-17 14:00 |  |  | 1 | 8415
2023-12-17 15:00 |  |  | 1 | 8416
2023-12-17 16:00 |  |  | 1 | 8417
2023-12-17 17:00 |  |  | 1 | 8418
2023-12-17 18:00 |  |  | 1 | 8419
2023-12-17 19:00 |  |  | 1 | 8420
2023-12-17 20:00 |  |  | 1 | 8421
2023-12-17 21:00 |  |  | 1 | 8422
2023-12-17 22:00 |  |  | 1 | 8423
2023-12-17 23:00 |  |  | 1 | 8424
2023-12-18 |  |  | 1 | 8425
2023-12-18 01:00 |  |  | 1 | 8426
2023-12-18 02:00 |  |  | 1 | 8427
2023-12-18 03:00 |  |  | 1 | 8428
2023-12-18 04:00 |  |  | 1 | 8429
2023-12-18 05:00 |  |  | 1 | 8430
2023-12-18 06:00 |  |  | 1 | 8431
2023-12-18 07:00 |  |  | 1 | 8432
2023-12-18 08:00 |  |  | 1 | 8433
2023-12-18 09:00 |  |  | 1 | 8434
2023-12-18 10:00 |  |  | 1 | 8435
2023-12-18 11:00 |  |  | 1 | 8436
2023-12-18 12:00 |  |  | 1 | 8437
2023-12-18 13:00 |  |  | 1 | 8438
2023-12-18 14:00 |  |  | 1 | 8439
2023-12-18 15:00 |  |  | 1 | 8440
2023-12-18 16:00 |  |  | 1 | 8441
2023-12-18 17:00 |  |  | 1 | 8442
2023-12-18 18:00 |  |  | 1 | 8443
2023-12-18 19:00 |  |  | 1 | 8444
2023-12-18 20:00 |  |  | 1 | 8445
2023-12-18 21:00 |  |  | 1 | 8446
2023-12-18 22:00 |  |  | 1 | 8447
2023-12-18 23:00 |  |  | 1 | 8448
2023-12-19 |  |  | 1 | 8449
2023-12-19 01:00 |  |  | 1 | 8450
2023-12-19 02:00 |  |  | 1 | 8451
2023-12-19 03:00 |  |  | 1 | 8452
2023-12-19 04:00 |  |  | 1 | 8453
2023-12-19 05:00 |  |  | 1 | 8454
2023-12-19 06:00 |  |  | 1 | 8455
2023-12-19 07:00 |  |  | 1 | 8456
2023-12-19 08:00 |  |  | 1 | 8457
2023-12-19 09:00 |  |  | 1 | 8458
2023-12-19 10:00 |  |  | 1 | 8459
2023-12-19 11:00 |  |  | 1 | 8460
2023-12-19 12:00 |  |  | 1 | 8461
2023-12-19 13:00 |  |  | 1 | 8462
2023-12-19 14:00 |  |  | 1 | 8463
2023-12-19 15:00 |  |  | 1 | 8464
2023-12-19 16:00 |  |  | 1 | 8465
2023-12-19 17:00 |  |  | 1 | 8466
2023-12-19 18:00 |  |  | 1 | 8467
2023-12-19 19:00 |  |  | 1 | 8468
2023-12-19 20:00 |  |  | 1 | 8469
2023-12-19 21:00 |  |  | 1 | 8470
2023-12-19 22:00 |  |  | 1 | 8471
2023-12-19 23:00 |  |  | 1 | 8472
2023-12-20 |  |  | 1 | 8473
2023-12-20 01:00 |  |  | 1 | 8474
2023-12-20 02:00 |  |  | 1 | 8475
2023-12-20 03:00 |  |  | 1 | 8476
2023-12-20 04:00 |  |  | 1 | 8477
2023-12-20 05:00 |  |  | 1 | 8478
2023-12-20 06:00 |  |  | 1 | 8479
2023-12-20 07:00 |  |  | 1 | 8480
2023-12-20 08:00 |  |  | 1 | 8481
2023-12-20 09:00 |  |  | 1 | 8482
2023-12-20 10:00 |  |  | 1 | 8483
2023-12-20 11:00 |  |  | 1 | 8484
2023-12-20 12:00 |  |  | 1 | 8485
2023-12-20 13:00 |  |  | 1 | 8486
2023-12-20 14:00 |  |  | 1 | 8487
2023-12-20 15:00 |  |  | 1 | 8488
2023-12-20 16:00 |  |  | 1 | 8489
2023-12-20 17:00 |  |  | 1 | 8490
2023-12-20 18:00 |  |  | 1 | 8491
2023-12-20 19:00 |  |  | 1 | 8492
2023-12-20 20:00 |  |  | 1 | 8493
2023-12-20 21:00 |  |  | 1 | 8494
2023-12-20 22:00 |  |  | 1 | 8495
2023-12-20 23:00 |  |  | 1 | 8496
2023-12-21 |  |  | 1 | 8497
2023-12-21 01:00 |  |  | 1 | 8498
2023-12-21 02:00 |  |  | 1 | 8499
2023-12-21 03:00 |  |  | 1 | 8500
2023-12-21 04:00 |  |  | 1 | 8501
2023-12-21 05:00 |  |  | 1 | 8502
2023-12-21 06:00 |  |  | 1 | 8503
2023-12-21 07:00 |  |  | 1 | 8504
2023-12-21 08:00 |  |  | 1 | 8505
2023-12-21 09:00 |  |  | 1 | 8506
2023-12-21 10:00 |  |  | 1 | 8507
2023-12-21 11:00 |  |  | 1 | 8508
2023-12-21 12:00 |  |  | 1 | 8509
2023-12-21 13:00 |  |  | 1 | 8510
2023-12-21 14:00 |  |  | 1 | 8511
2023-12-21 15:00 |  |  | 1 | 8512
2023-12-21 16:00 |  |  | 1 | 8513
2023-12-21 17:00 |  |  | 1 | 8514
2023-12-21 18:00 |  |  | 1 | 8515
2023-12-21 19:00 |  |  | 1 | 8516
2023-12-21 20:00 |  |  | 1 | 8517
2023-12-21 21:00 |  |  | 1 | 8518
2023-12-21 22:00 |  |  | 1 | 8519
2023-12-21 23:00 |  |  | 1 | 8520
2023-12-22 |  |  | 1 | 8521
2023-12-22 01:00 |  |  | 1 | 8522
2023-12-22 02:00 |  |  | 1 | 8523
2023-12-22 03:00 |  |  | 1 | 8524
2023-12-22 04:00 |  |  | 1 | 8525
2023-12-22 05:00 |  |  | 1 | 8526
2023-12-22 06:00 |  |  | 1 | 8527
2023-12-22 07:00 |  |  | 1 | 8528
2023-12-22 08:00 |  |  | 1 | 8529
2023-12-22 09:00 |  |  | 1 | 8530
2023-12-22 10:00 |  |  | 1 | 8531
2023-12-22 11:00 |  |  | 1 | 8532
2023-12-22 12:00 |  |  | 1 | 8533
2023-12-22 13:00 |  |  | 1 | 8534
2023-12-22 14:00 |  |  | 1 | 8535
2023-12-22 15:00 |  |  | 1 | 8536
2023-12-22 16:00 |  |  | 1 | 8537
2023-12-22 17:00 |  |  | 1 | 8538
2023-12-22 18:00 |  |  | 1 | 8539
2023-12-22 19:00 |  |  | 1 | 8540
2023-12-22 20:00 |  |  | 1 | 8541
2023-12-22 21:00 |  |  | 1 | 8542
2023-12-22 22:00 |  |  | 1 | 8543
2023-12-22 23:00 |  |  | 1 | 8544
2023-12-23 |  |  | 1 | 8545
2023-12-23 01:00 |  |  | 1 | 8546
2023-12-23 02:00 |  |  | 1 | 8547
2023-12-23 03:00 |  |  | 1 | 8548
2023-12-23 04:00 |  |  | 1 | 8549
2023-12-23 05:00 |  |  | 1 | 8550
2023-12-23 06:00 |  |  | 1 | 8551
2023-12-23 07:00 |  |  | 1 | 8552
2023-12-23 08:00 |  |  | 1 | 8553
2023-12-23 09:00 |  |  | 1 | 8554
2023-12-23 10:00 |  |  | 1 | 8555
2023-12-23 11:00 |  |  | 1 | 8556
2023-12-23 12:00 |  |  | 1 | 8557
2023-12-23 13:00 |  |  | 1 | 8558
2023-12-23 14:00 |  |  | 1 | 8559
2023-12-23 15:00 |  |  | 1 | 8560
2023-12-23 16:00 |  |  | 1 | 8561
2023-12-23 17:00 |  |  | 1 | 8562
2023-12-23 18:00 |  |  | 1 | 8563
2023-12-23 19:00 |  |  | 1 | 8564
2023-12-23 20:00 |  |  | 1 | 8565
2023-12-23 21:00 |  |  | 1 | 8566
2023-12-23 22:00 |  |  | 1 | 8567
2023-12-23 23:00 |  |  | 1 | 8568
2023-12-24 |  |  | 1 | 8569
2023-12-24 01:00 |  |  | 1 | 8570
2023-12-24 02:00 |  |  | 1 | 8571
2023-12-24 03:00 |  |  | 1 | 8572
2023-12-24 04:00 |  |  | 1 | 8573
2023-12-24 05:00 |  |  | 1 | 8574
2023-12-24 06:00 |  |  | 1 | 8575
2023-12-24 07:00 |  |  | 1 | 8576
2023-12-24 08:00 |  |  | 1 | 8577
2023-12-24 09:00 |  |  | 1 | 8578
2023-12-24 10:00 |  |  | 1 | 8579
2023-12-24 11:00 |  |  | 1 | 8580
2023-12-24 12:00 |  |  | 1 | 8581
2023-12-24 13:00 |  |  | 1 | 8582
2023-12-24 14:00 |  |  | 1 | 8583
2023-12-24 15:00 |  |  | 1 | 8584
2023-12-24 16:00 |  |  | 1 | 8585
2023-12-24 17:00 |  |  | 1 | 8586
2023-12-24 18:00 |  |  | 1 | 8587
2023-12-24 19:00 |  |  | 1 | 8588
2023-12-24 20:00 |  |  | 1 | 8589
2023-12-24 21:00 |  |  | 1 | 8590
2023-12-24 22:00 |  |  | 1 | 8591
2023-12-24 23:00 |  |  | 1 | 8592
2023-12-25 |  |  | 1 | 8593
2023-12-25 01:00 |  |  | 1 | 8594
2023-12-25 02:00 |  |  | 1 | 8595
2023-12-25 03:00 |  |  | 1 | 8596
2023-12-25 04:00 |  |  | 1 | 8597
2023-12-25 05:00 |  |  | 1 | 8598
2023-12-25 06:00 |  |  | 1 | 8599
2023-12-25 07:00 |  |  | 1 | 8600
2023-12-25 08:00 |  |  | 1 | 8601
2023-12-25 09:00 |  |  | 1 | 8602
2023-12-25 10:00 |  |  | 1 | 8603
2023-12-25 11:00 |  |  | 1 | 8604
2023-12-25 12:00 |  |  | 1 | 8605
2023-12-25 13:00 |  |  | 1 | 8606
2023-12-25 14:00 |  |  | 1 | 8607
2023-12-25 15:00 |  |  | 1 | 8608
2023-12-25 16:00 |  |  | 1 | 8609
2023-12-25 17:00 |  |  | 1 | 8610
2023-12-25 18:00 |  |  | 1 | 8611
2023-12-25 19:00 |  |  | 1 | 8612
2023-12-25 20:00 |  |  | 1 | 8613
2023-12-25 21:00 |  |  | 1 | 8614
2023-12-25 22:00 |  |  | 1 | 8615
2023-12-25 23:00 |  |  | 1 | 8616
2023-12-26 |  |  | 1 | 8617
2023-12-26 01:00 |  |  | 1 | 8618
2023-12-26 02:00 |  |  | 1 | 8619
2023-12-26 03:00 |  |  | 1 | 8620
2023-12-26 04:00 |  |  | 1 | 8621
2023-12-26 05:00 |  |  | 1 | 8622
2023-12-26 06:00 |  |  | 1 | 8623
2023-12-26 07:00 |  |  | 1 | 8624
2023-12-26 08:00 |  |  | 1 | 8625
2023-12-26 09:00 |  |  | 1 | 8626
2023-12-26 10:00 |  |  | 1 | 8627
2023-12-26 11:00 |  |  | 1 | 8628
2023-12-26 12:00 |  |  | 1 | 8629
2023-12-26 13:00 |  |  | 1 | 8630
2023-12-26 14:00 |  |  | 1 | 8631
2023-12-26 15:00 |  |  | 1 | 8632
2023-12-26 16:00 |  |  | 1 | 8633
2023-12-26 17:00 |  |  | 1 | 8634
2023-12-26 18:00 |  |  | 1 | 8635
2023-12-26 19:00 |  |  | 1 | 8636
2023-12-26 20:00 |  |  | 1 | 8637
2023-12-26 21:00 |  |  | 1 | 8638
2023-12-26 22:00 |  |  | 1 | 8639
2023-12-26 23:00 |  |  | 1 | 8640
2023-12-27 |  |  | 1 | 8641
2023-12-27 01:00 |  |  | 1 | 8642
2023-12-27 02:00 |  |  | 1 | 8643
2023-12-27 03:00 |  |  | 1 | 8644
2023-12-27 04:00 |  |  | 1 | 8645
2023-12-27 05:00 |  |  | 1 | 8646
2023-12-27 06:00 |  |  | 1 | 8647
2023-12-27 07:00 |  |  | 1 | 8648
2023-12-27 08:00 |  |  | 1 | 8649
2023-12-27 09:00 |  |  | 1 | 8650
2023-12-27 10:00 |  |  | 1 | 8651
2023-12-27 11:00 |  |  | 1 | 8652
2023-12-27 12:00 |  |  | 1 | 8653
2023-12-27 13:00 |  |  | 1 | 8654
2023-12-27 14:00 |  |  | 1 | 8655
2023-12-27 15:00 |  |  | 1 | 8656
2023-12-27 16:00 |  |  | 1 | 8657
2023-12-27 17:00 |  |  | 1 | 8658
2023-12-27 18:00 |  |  | 1 | 8659
2023-12-27 19:00 |  |  | 1 | 8660
2023-12-27 20:00 |  |  | 1 | 8661
2023-12-27 21:00 |  |  | 1 | 8662
2023-12-27 22:00 |  |  | 1 | 8663
2023-12-27 23:00 |  |  | 1 | 8664
2023-12-28 |  |  | 1 | 8665
2023-12-28 01:00 |  |  | 1 | 8666
2023-12-28 02:00 |  |  | 1 | 8667
2023-12-28 03:00 |  |  | 1 | 8668
2023-12-28 04:00 |  |  | 1 | 8669
2023-12-28 05:00 |  |  | 1 | 8670
2023-12-28 06:00 |  |  | 1 | 8671
2023-12-28 07:00 |  |  | 1 | 8672
2023-12-28 08:00 |  |  | 1 | 8673
2023-12-28 09:00 |  |  | 1 | 8674
2023-12-28 10:00 |  |  | 1 | 8675
2023-12-28 11:00 |  |  | 1 | 8676
2023-12-28 12:00 |  |  | 1 | 8677
2023-12-28 13:00 |  |  | 1 | 8678
2023-12-28 14:00 |  |  | 1 | 8679
2023-12-28 15:00 |  |  | 1 | 8680
2023-12-28 16:00 |  |  | 1 | 8681
2023-12-28 17:00 |  |  | 1 | 8682
2023-12-28 18:00 |  |  | 1 | 8683
2023-12-28 19:00 |  |  | 1 | 8684
2023-12-28 20:00 |  |  | 1 | 8685
2023-12-28 21:00 |  |  | 1 | 8686
2023-12-28 22:00 |  |  | 1 | 8687
2023-12-28 23:00 |  |  | 1 | 8688
2023-12-29 |  |  | 1 | 8689
2023-12-29 01:00 |  |  | 1 | 8690
2023-12-29 02:00 |  |  | 1 | 8691
2023-12-29 03:00 |  |  | 1 | 8692
2023-12-29 04:00 |  |  | 1 | 8693
2023-12-29 05:00 |  |  | 1 | 8694
2023-12-29 06:00 |  |  | 1 | 8695
2023-12-29 07:00 |  |  | 1 | 8696
2023-12-29 08:00 |  |  | 1 | 8697
2023-12-29 09:00 |  |  | 1 | 8698
2023-12-29 10:00 |  |  | 1 | 8699
2023-12-29 11:00 |  |  | 1 | 8700
2023-12-29 12:00 |  |  | 1 | 8701
2023-12-29 13:00 |  |  | 1 | 8702
2023-12-29 14:00 |  |  | 1 | 8703
2023-12-29 15:00 |  |  | 1 | 8704
2023-12-29 16:00 |  |  | 1 | 8705
2023-12-29 17:00 |  |  | 1 | 8706
2023-12-29 18:00 |  |  | 1 | 8707
2023-12-29 19:00 |  |  | 1 | 8708
2023-12-29 20:00 |  |  | 1 | 8709
2023-12-29 21:00 |  |  | 1 | 8710
2023-12-29 22:00 |  |  | 1 | 8711
2023-12-29 23:00 |  |  | 1 | 8712
2023-12-30 |  |  | 1 | 8713
2023-12-30 01:00 |  |  | 1 | 8714
2023-12-30 02:00 |  |  | 1 | 8715
2023-12-30 03:00 |  |  | 1 | 8716
2023-12-30 04:00 |  |  | 1 | 8717
2023-12-30 05:00 |  |  | 1 | 8718
2023-12-30 06:00 |  |  | 1 | 8719
2023-12-30 07:00 |  |  | 1 | 8720
2023-12-30 08:00 |  |  | 1 | 8721
2023-12-30 09:00 |  |  | 1 | 8722
2023-12-30 10:00 |  |  | 1 | 8723
2023-12-30 11:00 |  |  | 1 | 8724
2023-12-30 12:00 |  |  | 1 | 8725
2023-12-30 13:00 |  |  | 1 | 8726
2023-12-30 14:00 |  |  | 1 | 8727
2023-12-30 15:00 |  |  | 1 | 8728
2023-12-30 16:00 |  |  | 1 | 8729
2023-12-30 17:00 |  |  | 1 | 8730
2023-12-30 18:00 |  |  | 1 | 8731
2023-12-30 19:00 |  |  | 1 | 8732
2023-12-30 20:00 |  |  | 1 | 8733
2023-12-30 21:00 |  |  | 1 | 8734
2023-12-30 22:00 |  |  | 1 | 8735
2023-12-30 23:00 |  |  | 1 | 8736
2023-12-31 |  |  | 1 | 8737
2023-12-31 01:00 |  |  | 1 | 8738
2023-12-31 02:00 |  |  | 1 | 8739
2023-12-31 03:00 |  |  | 1 | 8740
2023-12-31 04:00 |  |  | 1 | 8741
2023-12-31 05:00 |  |  | 1 | 8742
2023-12-31 06:00 |  |  | 1 | 8743
2023-12-31 07:00 |  |  | 1 | 8744
2023-12-31 08:00 |  |  | 1 | 8745
2023-12-31 09:00 |  |  | 1 | 8746
2023-12-31 10:00 |  |  | 1 | 8747
2023-12-31 11:00 |  |  | 1 | 8748
2023-12-31 12:00 |  |  | 1 | 8749
2023-12-31 13:00 |  |  | 1 | 8750
2023-12-31 14:00 |  |  | 1 | 8751
2023-12-31 15:00 |  |  | 1 | 8752
2023-12-31 16:00 |  |  | 1 | 8753
2023-12-31 17:00 |  |  | 1 | 8754
2023-12-31 18:00 |  |  | 1 | 8755
2023-12-31 19:00 |  |  | 1 | 8756
2023-12-31 20:00 |  |  | 1 | 8757
2023-12-31 21:00 |  |  | 1 | 8758
2023-12-31 22:00 |  |  | 1 | 8759
2023-12-31 23:00 |  |  | 1 | 8760
Note on B1: KMC: 33kV load data for year
Note on C1: KMC: Gurgeon feeder data
Note on D1: This column looked up from the "Custom Inputs" tab and used when selected in the "Calculator" tab

## Plot Data
Plot grid peak single day to illustrate impact of intervention
Hour | Grid Data | Baseline | Intervention
0 | 1767.51 | 98.3092 | 98.3092
1 | 1660.6275 | 98.3092 | 98.3092
2 | 1623.6825 | 98.3092 | 98.3092
3 | 1575.1575 | 98.3092 | 98.3092
4 | 1538.0825 | 98.3092 | 98.3092
5 | 1487.535 | 1241.6356 | 263.6317
6 | 1492.1175 | 4472.3736 | 3155.4596
7 | 1592.0675 | 4794.6783 | 3253.3821
8 | 1739.795 | 5254.298 | 3808.2048
9 | 1925.1925 | 5211.6389 | 3752.1774
10 | 2037.81 | 5148.9957 | 3663.1572
11 | 2085.1425 | 5186.8822 | 3681.3795
12 | 2092.835 | 4595.665 | 3057.196
13 | 2099.1675 | 5237.2229 | 3697.6837
14 | 2178.2425 | 5277.7579 | 3771.857
15 | 2213.6 | 5405.7642 | 3910.5621
16 | 2201.5125 | 5474.3038 | 3988.2822
17 | 2139.1425 | 4608.7199 | 3100.8778
18 | 2037.55 | 4080.1226 | 2151.5597
19 | 2015.87 | 3946.7814 | 1970.0757
20 | 1972.65 | 3762.6558 | 1312.8072
21 | 1993.87 | 154.0892 | 154.0892
22 | 2043.045 | 98.3092 | 98.3092
23 | 2002.725 | 98.3092 | 98.3092
Note on B3: KMC: based on selected location, 24 hour series on day that include peak hour
Note on C3: KMC: lookup electric energy use on selected location's peak day
Note on D3: KMC: lookup electric energy use on selected location's peak day

## Validation
Residential | Indore | Combined Interventions | Combined Interventions | -
Assembly | Gurgaon | Efficient HVAC | Efficient HVAC | MPERC LV1.2
Hospital | Custom | Efficient Lighting | Efficient Lighting | MPERC LV2.1
Hotel |  | HVAC Demand Response | Efficient Appliances | MPERC LV2.2
Large Office |  | Lighting Demand Response | Efficient Ceiling Fan | HERC 1.2
Secondary School |  | Custom | Efficient Water Heating | HERC 4.2
Shopping Mall |  |  | HVAC Demand Response
Small Office |  |  | Custom
Strip Retail
University
Custom